## results
| Value | Unit
Id | 719
Simulation | 956
N consumers | 1617
N shs consumers | 0
N poles | 1071
N distribution links | 1070
N connection links | 1151
Length distribution cable | 33702
Average length distribution cable | 31.4972 | m
Length connection cable | 9371
Average length connection cable | 8.1416 | m
Cost grid | 189733.9453 | USD/a
Cost shs | 0 | USD/a
LCOE | 57.45 | c/kWh
LCOE share grid | 53.0468
LCOE share supply | 46.9532
RES share | 93.9927 | %
Shortage total | 0.36693 | %
Surplus rate | 31.2442 | %
Cost renewable assets | 144036.465 | USD/a
Cost non renewable assets | 2671.972 | USD/a
Cost fuel | 21230.1567 | USD/a
PV capacity | 511.3326 | USD/kW
Battery capacity | 1011.3939 | USD/kWh
Inverter capacity | 230.815 | USD/kW
Rectifier capacity | 0 | USD/kW
Diesel genset capacity | 27.1637 | USD/kW
Peak demand | 210.7812 | kW
Surplus | 209.6097 | kWh/a
CO2 savings | 924.5838 | t/a
Max voltage drop |  | %
Infeasible
Average annual demand per consumer | 383.609 | kWh/a
Total annual consumption | 620295.6816 | kWh/a
Upfront invest grid | 1457684 | USD
Upfront invest diesel genset | 9507.3027 | USD
Upfront invest inverter | 95788.2208 | USD
Upfront invest rectifier | 0 | USD
Upfront invest battery | 317577.6846 | USD
Upfront invest pv | 225497.6634 | USD
Upfront invest total | 2106054.8715 | USD
CO2 emissions | 59.0929 | t/a
Fuel consumption | 12488.3275 | kWh/a
Base load | 13.3665 | kW
Max shortage | 20 | %
Epc total | 357672.539 | USD/a
Epc pv | 33850.7803 | USD/a
Epc diesel genset | 2671.972 | USD/a
Epc inverter | 14545.2477 | USD/a
Epc rectifier | 0 | USD/a
Epc battery | 95640.4369 | USD/a

## power time series
index | Diesel genset production [kW] | Pv production [kW] | Battery charge [kW] | Battery discharge [kW] | Battery content [kWh] | Demand [kW] | Surplus [kW]
0 | 0 | 0 | 0 | 230.815 | 770.962 | 9.665 | 209.61
1 | 0 | 0 | 0 | 230.815 | 530.529 | 11.448 | 207.826
2 | 0 | 0 | 0 | 174.715 | 348.535 | 15.708 | 150.271
3 | 0 | 0 | 0 | 15.249 | 332.65 | 14.486 | 0
4 | 0 | 0 | 0 | 17.005 | 314.937 | 16.155 | 0
5 | 0 | 0 | 0 | 29.094 | 284.63 | 27.639 | 0
6 | 0 | 0 | 0 | 60.953 | 221.137 | 57.906 | 0
7 | 0 | 0.946 | 0 | 141.817 | 73.411 | 135.625 | 0
8 | 0 | 94.804 | 0 | 70.474 | 0 | 157.015 | 0
9 | 0 | 222.276 | 0 | 0 | 0 | 129.15 | 82.013
10 | 0 | 333.528 | 1011.394 | 908.68 | 24.396 | 64.959 | 154.316
11 | 0 | 403.061 | 1011.394 | 839.148 | 121.222 | 43.289 | 175.986
12 | 0 | 451.803 | 1011.394 | 790.406 | 268.82 | 44.067 | 175.208
13 | 0 | 465.26 | 781.641 | 547.196 | 449.2 | 43.908 | 175.366
14 | 0 | 459.238 | 228.423 | 0 | 668.486 | 50.023 | 169.251
15 | 0 | 428.983 | 198.168 | 0 | 858.726 | 48.721 | 170.553
16 | 0 | 362.649 | 131.834 | 0 | 985.287 | 64.171 | 155.103
17 | 0 | 258.01 | 27.195 | 0 | 1011.394 | 100.731 | 118.543
18 | 0 | 118.605 | 0 | 64.88 | 943.81 | 174.311 | 0
19 | 2.579 | 0.498 | 0 | 195.48 | 740.185 | 188.758 | 0
20 | 0 | 0 | 0 | 172.903 | 560.078 | 164.258 | 0
21 | 0 | 0 | 0 | 105.659 | 450.016 | 100.376 | 0
22 | 0 | 0 | 0 | 45.207 | 402.926 | 42.946 | 0
23 | 0 | 0 | 0 | 17.694 | 384.495 | 16.81 | 0
24 | 0 | 0 | 0 | 11.134 | 372.897 | 10.577 | 0
25 | 0 | 0 | 0 | 11.555 | 360.861 | 10.977 | 0
26 | 0 | 0 | 0 | 18.164 | 341.94 | 17.255 | 0
27 | 0 | 0 | 0 | 13.191 | 328.199 | 12.532 | 0
28 | 0 | 0 | 0 | 22.917 | 304.327 | 21.771 | 0
29 | 0 | 0 | 0 | 39.095 | 263.603 | 37.14 | 0
30 | 0 | 0 | 0 | 60.712 | 200.362 | 57.676 | 0
31 | 0 | 0.91 | 0 | 128.173 | 66.848 | 122.629 | 0
32 | 0 | 94.287 | 0 | 64.174 | 0 | 150.538 | 0
33 | 0 | 221.526 | 0 | 0 | 0 | 117.238 | 93.212
34 | 0 | 335.176 | 1011.394 | 907.033 | 26.112 | 65.708 | 153.566
35 | 0 | 421.053 | 1011.394 | 821.156 | 141.68 | 32.499 | 186.775
36 | 0 | 471.439 | 1011.394 | 770.77 | 309.733 | 35.309 | 183.965
37 | 0 | 488.188 | 1011.394 | 754.02 | 495.233 | 35.218 | 184.056
38 | 0 | 476.211 | 1011.394 | 765.998 | 668.257 | 42.219 | 177.055
39 | 0 | 444.08 | 589.599 | 376.334 | 842.258 | 56.601 | 162.673
40 | 0 | 373.106 | 142.291 | 0 | 978.857 | 68.433 | 150.841
41 | 0 | 264.708 | 33.893 | 0 | 1011.394 | 115.795 | 103.479
42 | 0 | 120.51 | 0 | 62.6 | 946.186 | 173.955 | 0
43 | 24.861 | 0.524 | 0 | 175.889 | 762.968 | 192.453 | 0
44 | 0 | 0 | 0 | 144.751 | 612.186 | 137.513 | 0
45 | 0 | 0 | 0 | 99.202 | 508.85 | 94.242 | 0
46 | 0 | 0 | 0 | 41.294 | 465.835 | 39.23 | 0
47 | 0 | 0 | 0 | 15.33 | 449.866 | 14.564 | 0
48 | 0 | 0 | 0 | 11.679 | 437.701 | 11.095 | 0
49 | 0 | 0 | 0 | 14.502 | 422.594 | 13.777 | 0
50 | 0 | 0 | 0 | 16.291 | 405.624 | 15.477 | 0
51 | 0 | 0 | 0 | 17.497 | 387.398 | 16.622 | 0
52 | 0 | 0 | 0 | 22.958 | 363.484 | 21.81 | 0
53 | 0 | 0 | 0 | 52.206 | 309.103 | 49.596 | 0
54 | 0 | 0 | 0 | 85.402 | 220.143 | 81.132 | 0
55 | 0 | 0.844 | 0 | 128.539 | 86.247 | 122.915 | 0
56 | 0 | 95.086 | 0 | 82.798 | 0 | 168.99 | 0
57 | 0 | 225.422 | 0 | 0 | 0 | 130.915 | 83.236
58 | 0 | 340.602 | 1011.394 | 901.607 | 31.764 | 69.668 | 149.607
59 | 0 | 421.479 | 913.111 | 722.446 | 155.802 | 41.646 | 177.628
60 | 0 | 476.333 | 245.518 | 0 | 391.499 | 36.861 | 182.414
61 | 0 | 491.908 | 1011.394 | 750.301 | 580.874 | 35.969 | 183.306
62 | 0 | 484.044 | 1011.394 | 758.164 | 762.057 | 45.218 | 174.057
63 | 0 | 450.245 | 1011.394 | 791.963 | 908.034 | 56.038 | 163.237
64 | 0 | 376.809 | 1011.394 | 865.4 | 977.513 | 65.141 | 154.133
65 | 0 | 266.107 | 35.293 | 0 | 1011.394 | 109.778 | 109.496
66 | 0 | 119.498 | 0 | 49.281 | 960.06 | 160.34 | 0
67 | 0 | 0.586 | 0 | 190.358 | 761.77 | 181.396 | 0
68 | 0 | 0 | 0 | 151.444 | 604.016 | 143.872 | 0
69 | 0 | 0 | 0 | 103.52 | 496.182 | 98.344 | 0
70 | 0 | 0 | 0 | 42.436 | 451.978 | 40.314 | 0
71 | 0 | 0 | 0 | 18.485 | 432.722 | 17.561 | 0
72 | 0 | 0 | 0 | 10.523 | 421.761 | 9.997 | 0
73 | 0 | 0 | 0 | 13.784 | 407.402 | 13.095 | 0
74 | 0 | 0 | 0 | 17.249 | 389.435 | 16.387 | 0
75 | 0 | 0 | 0 | 14.93 | 373.882 | 14.184 | 0
76 | 0 | 0 | 0 | 34.126 | 338.334 | 32.42 | 0
77 | 0 | 0 | 0 | 39.021 | 297.687 | 37.07 | 0
78 | 0 | 0 | 0 | 70.648 | 224.095 | 67.116 | 0
79 | 6.12 | 0.776 | 0 | 122.653 | 96.331 | 123.378 | 0
80 | 0 | 71.582 | 0 | 92.478 | 0 | 155.858 | 0
81 | 0 | 185.895 | 0 | 0 | 0 | 126.115 | 50.485
82 | 0 | 314.838 | 1011.394 | 927.371 | 4.926 | 82.133 | 137.142
83 | 0 | 386.338 | 155.523 | 0 | 154.229 | 52.236 | 167.039
84 | 0 | 455.943 | 1011.394 | 786.266 | 306.14 | 40.693 | 178.581
85 | 0 | 469.556 | 1011.394 | 772.653 | 472.232 | 37.23 | 182.044
86 | 0 | 456.642 | 551.776 | 325.949 | 662.407 | 48.834 | 170.44
87 | 0 | 433.549 | 202.734 | 0 | 857.032 | 62.356 | 156.918
88 | 0 | 361.086 | 130.271 | 0 | 982.092 | 85.094 | 134.18
89 | 0 | 261.337 | 30.522 | 0 | 1011.394 | 108.057 | 111.217
90 | 0 | 119.171 | 0 | 63.196 | 945.565 | 153.842 | 19.407
91 | 0 | 0.662 | 0 | 190.441 | 747.188 | 181.548 | 0
92 | 0 | 0 | 0 | 165.986 | 574.286 | 157.687 | 0
93 | 0 | 0 | 0 | 90.778 | 479.725 | 86.239 | 0
94 | 0 | 0 | 0 | 35.897 | 442.332 | 34.102 | 0
95 | 0 | 0 | 0 | 16.221 | 425.435 | 15.41 | 0
96 | 0 | 0 | 0 | 12.524 | 412.389 | 11.898 | 0
97 | 0 | 0 | 0 | 13.126 | 398.716 | 12.47 | 0
98 | 0 | 0 | 0 | 13.716 | 384.428 | 13.031 | 0
99 | 0 | 0 | 0 | 15.516 | 368.265 | 14.741 | 0
100 | 0 | 0 | 0 | 21.967 | 345.382 | 20.869 | 0
101 | 0 | 0 | 0 | 38.876 | 304.886 | 36.932 | 0
102 | 0 | 0 | 0 | 79.84 | 221.72 | 75.848 | 0
103 | 0 | 0.716 | 0 | 141.916 | 73.892 | 135.5 | 0
104 | 0 | 87.128 | 0 | 70.936 | 0 | 150.161 | 0
105 | 0 | 214.434 | 0 | 0 | 0 | 127.846 | 75.866
106 | 0 | 331.488 | 902.611 | 801.939 | 31.154 | 61.889 | 157.385
107 | 0 | 406.361 | 1011.394 | 835.848 | 131.417 | 46.515 | 172.759
108 | 0 | 454.325 | 1011.394 | 787.884 | 281.643 | 37.2 | 182.075
109 | 0 | 467.325 | 1011.394 | 774.884 | 445.41 | 50.641 | 168.633
110 | 0 | 453.854 | 223.039 | 0 | 659.527 | 43.034 | 176.24
111 | 0 | 429.075 | 198.26 | 0 | 849.857 | 56.879 | 162.395
112 | 0 | 366.783 | 135.968 | 0 | 980.386 | 69.518 | 149.756
113 | 0 | 263.115 | 32.3 | 0 | 1011.394 | 112.636 | 106.638
114 | 0 | 123.1 | 0 | 107.715 | 899.191 | 158.315 | 60.959
115 | 0 | 0.691 | 0 | 196.611 | 694.388 | 187.437 | 0
116 | 0 | 0 | 0 | 184.637 | 502.057 | 161.075 | 14.33
117 | 0 | 0 | 0 | 106.542 | 391.076 | 101.215 | 0
118 | 0 | 0 | 0 | 40.267 | 349.131 | 38.254 | 0
119 | 0 | 0 | 0 | 9.824 | 338.898 | 9.333 | 0
120 | 0 | 0 | 0 | 12.493 | 325.884 | 11.869 | 0
121 | 0 | 0 | 0 | 15.641 | 309.592 | 14.859 | 0
122 | 0 | 0 | 0 | 15.686 | 293.253 | 14.901 | 0
123 | 0 | 0 | 0 | 19.012 | 273.449 | 18.061 | 0
124 | 0 | 0 | 0 | 20.972 | 251.603 | 19.924 | 0
125 | 0 | 0 | 0 | 38.354 | 211.651 | 36.436 | 0
126 | 0 | 0 | 0 | 78.262 | 130.128 | 74.349 | 0
127 | 0 | 0.759 | 0 | 105.036 | 20.715 | 100.505 | 0
128 | 0 | 88.182 | 0 | 19.887 | 0 | 102.665 | 0
129 | 0 | 212.754 | 0 | 0 | 0 | 99.165 | 102.951
130 | 0 | 330.155 | 411.811 | 312.472 | 69.847 | 87.278 | 131.996
131 | 0 | 407.536 | 176.721 | 0 | 239.499 | 81.956 | 137.318
132 | 0 | 459.384 | 1011.394 | 782.825 | 394.995 | 57.667 | 161.607
133 | 0 | 472.018 | 1011.394 | 770.191 | 563.651 | 55.885 | 163.389
134 | 0 | 464.437 | 1011.394 | 777.772 | 724.41 | 63.675 | 155.599
135 | 0 | 430.798 | 1011.394 | 811.41 | 850.129 | 73.316 | 145.958
136 | 0 | 366.235 | 135.42 | 0 | 980.132 | 98.003 | 121.272
137 | 0 | 263.38 | 32.565 | 0 | 1011.394 | 121.003 | 98.271
138 | 0 | 122.942 | 0 | 107.873 | 899.026 | 143.436 | 75.838
139 | 0 | 0.748 | 0 | 154.653 | 737.929 | 147.631 | 0
140 | 0 | 0 | 0 | 230.815 | 497.497 | 126.516 | 92.758
141 | 0 | 0 | 0 | 77.931 | 416.318 | 73.707 | 0.328
142 | 0 | 0 | 0 | 35.072 | 379.785 | 33.318 | 0
143 | 0 | 0 | 0 | 20.551 | 358.377 | 19.524 | 0
144 | 0 | 0 | 0 | 11.707 | 346.182 | 11.122 | 0
145 | 0 | 0 | 0 | 12.832 | 332.815 | 12.19 | 0
146 | 0 | 0 | 0 | 14.956 | 317.236 | 14.208 | 0
147 | 0 | 0 | 0 | 18.157 | 298.323 | 17.249 | 0
148 | 0 | 0 | 0 | 29.804 | 267.277 | 28.313 | 0
149 | 0 | 0 | 0 | 46.863 | 218.461 | 44.52 | 0
150 | 0 | 0 | 0 | 70.171 | 145.367 | 66.662 | 0
151 | 0 | 0.64 | 0 | 101.53 | 39.607 | 97.061 | 0
152 | 0 | 88.876 | 0 | 38.022 | 0 | 120.553 | 0
153 | 0 | 213.402 | 0 | 0 | 0 | 99.085 | 103.647
154 | 0 | 324.926 | 1011.394 | 917.282 | 15.436 | 87.89 | 131.384
155 | 0 | 398.01 | 167.195 | 0 | 175.943 | 77.318 | 141.956
156 | 0 | 445.087 | 1011.394 | 797.122 | 316.546 | 77.693 | 141.582
157 | 0 | 458.294 | 227.479 | 0 | 534.925 | 70.868 | 148.406
158 | 0 | 453.132 | 1011.394 | 789.077 | 683.908 | 80.471 | 138.804
159 | 0 | 422.144 | 191.329 | 0 | 867.584 | 82.895 | 136.379
160 | 0 | 356.691 | 137.189 | 11.313 | 987.501 | 113.353 | 105.922
161 | 0 | 255.703 | 24.888 | 0 | 1011.394 | 129.827 | 89.447
162 | 0 | 122.063 | 0 | 108.752 | 898.11 | 150.306 | 68.968
163 | 0 | 0.821 | 0 | 155.005 | 736.647 | 148.035 | 0
164 | 0 | 0 | 0 | 196.89 | 531.553 | 107.409 | 79.636
165 | 0 | 0 | 0 | 67.86 | 460.865 | 64.467 | 0
166 | 0 | 0 | 0 | 44.727 | 414.275 | 42.49 | 0
167 | 0 | 0 | 0 | 18.001 | 395.524 | 17.101 | 0
168 | 0 | 0 | 0 | 11.759 | 383.276 | 11.171 | 0
169 | 0 | 0 | 0 | 11.83 | 370.953 | 11.239 | 0
170 | 0 | 0 | 0 | 13.994 | 356.376 | 13.294 | 0
171 | 0 | 0 | 0 | 15.797 | 339.92 | 15.007 | 0
172 | 0 | 0 | 0 | 18.26 | 320.899 | 17.347 | 0
173 | 0 | 0 | 0 | 38.293 | 281.011 | 36.378 | 0
174 | 0 | 0 | 0 | 62.597 | 215.805 | 59.468 | 0
175 | 0 | 0.593 | 0 | 132.119 | 78.181 | 126.076 | 0
176 | 0 | 85.374 | 0 | 75.054 | 0 | 152.407 | 0
177 | 0 | 204.816 | 0 | 0 | 0 | 115.178 | 79.397
178 | 0 | 315.212 | 84.397 | 0 | 81.021 | 68.395 | 150.879
179 | 0 | 390.489 | 159.674 | 0 | 234.308 | 42.993 | 176.281
180 | 0 | 440.475 | 385.92 | 176.259 | 421.187 | 30.185 | 189.089
181 | 0 | 446.028 | 1011.394 | 796.181 | 562.77 | 41.745 | 177.53
182 | 0 | 451.908 | 221.093 | 0 | 775.019 | 48.159 | 171.115
183 | 0 | 408.358 | 177.543 | 0 | 945.461 | 59.329 | 159.946
184 | 0 | 355.389 | 1011.394 | 886.82 | 992.629 | 84.394 | 134.88
185 | 0 | 250.362 | 19.547 | 0 | 1011.394 | 121.074 | 98.201
186 | 0 | 118.54 | 0 | 71.388 | 937.031 | 166.455 | 13.978
187 | 0 | 0.861 | 0 | 186.217 | 743.054 | 177.725 | 0
188 | 0 | 0 | 0 | 163.865 | 572.362 | 155.672 | 0
189 | 0 | 0 | 0 | 103.51 | 464.539 | 98.335 | 0
190 | 0 | 0 | 0 | 37.704 | 425.263 | 35.819 | 0
191 | 0 | 0 | 0 | 14.699 | 409.952 | 13.964 | 0
192 | 0 | 0 | 0 | 11.964 | 397.489 | 11.366 | 0
193 | 0 | 0 | 0 | 13.508 | 383.418 | 12.833 | 0
194 | 0 | 0 | 0 | 13.413 | 369.446 | 12.742 | 0
195 | 0 | 0 | 0 | 16.312 | 352.454 | 15.497 | 0
196 | 0 | 0 | 0 | 23.963 | 327.493 | 22.764 | 0
197 | 0 | 0 | 0 | 34.207 | 291.861 | 32.497 | 0
198 | 0 | 0 | 0 | 68.951 | 220.036 | 65.504 | 0
199 | 0 | 0.558 | 0 | 137.456 | 76.853 | 131.113 | 0
200 | 0 | 84.608 | 0 | 73.779 | 0 | 150.468 | 0
201 | 0 | 204.734 | 0 | 0 | 0 | 117.212 | 77.284
202 | 0 | 321.096 | 90.281 | 0 | 86.67 | 62.558 | 156.716
203 | 0 | 398.68 | 167.865 | 0 | 247.82 | 48.895 | 170.379
204 | 0 | 449.521 | 1011.394 | 792.688 | 393.042 | 41.421 | 177.853
205 | 0 | 453.725 | 1011.394 | 788.484 | 542.642 | 44.425 | 174.849
206 | 0 | 449.093 | 1011.394 | 793.115 | 687.418 | 50.727 | 168.547
207 | 0 | 424.546 | 358.541 | 164.81 | 859.941 | 62.109 | 157.165
208 | 0 | 357.465 | 126.65 | 0 | 981.525 | 76.946 | 142.328
209 | 0 | 261.929 | 31.114 | 0 | 1011.394 | 105.448 | 113.826
210 | 0 | 126.723 | 0 | 61.518 | 947.313 | 171.717 | 7.112
211 | 0 | 0.957 | 0 | 199.74 | 739.25 | 190.663 | 0
212 | 0 | 0 | 0 | 150.337 | 582.649 | 142.82 | 0
213 | 0 | 0 | 0 | 100.808 | 477.641 | 95.767 | 0
214 | 0 | 0 | 0 | 41.9 | 433.995 | 39.805 | 0
215 | 0 | 0 | 0 | 13.846 | 419.572 | 13.154 | 0
216 | 0 | 0 | 0 | 14.77 | 404.187 | 14.032 | 0
217 | 0 | 0 | 0 | 14.808 | 388.762 | 14.068 | 0
218 | 0 | 0 | 0 | 14.479 | 373.679 | 13.755 | 0
219 | 0 | 0 | 0 | 13.55 | 359.565 | 12.872 | 0
220 | 0 | 0 | 0 | 25.124 | 333.394 | 23.868 | 0
221 | 0 | 0 | 0 | 36.353 | 295.525 | 34.536 | 0
222 | 0 | 0 | 0 | 69.68 | 222.942 | 66.196 | 0
223 | 0 | 0.546 | 0 | 134.937 | 82.383 | 128.708 | 0
224 | 0 | 87.869 | 0 | 79.088 | 0 | 158.609 | 0
225 | 0 | 211.939 | 0 | 0 | 0 | 123.201 | 78.141
226 | 0 | 328.239 | 665.329 | 567.905 | 47.148 | 62.92 | 156.354
227 | 0 | 406.28 | 175.465 | 0 | 215.595 | 49.311 | 169.963
228 | 0 | 460.886 | 1011.394 | 781.323 | 372.655 | 46.93 | 172.345
229 | 0 | 476.862 | 1011.394 | 765.347 | 546.357 | 43.58 | 175.695
230 | 0 | 469.95 | 239.135 | 0 | 775.927 | 46.426 | 172.848
231 | 0 | 438.355 | 1011.394 | 803.853 | 909.518 | 56.369 | 162.905
232 | 0 | 372.598 | 1011.394 | 869.611 | 974.611 | 73.983 | 145.291
233 | 0 | 269.13 | 38.315 | 0 | 1011.394 | 106.737 | 112.537
234 | 0 | 129.527 | 0 | 56.192 | 952.861 | 156.251 | 20.182
235 | 0 | 1.058 | 0 | 202.081 | 742.36 | 192.982 | 0
236 | 0 | 0 | 0 | 179.767 | 555.103 | 170.779 | 0
237 | 0 | 0 | 0 | 102.204 | 448.64 | 97.094 | 0
238 | 0 | 0 | 0 | 36.114 | 411.021 | 34.308 | 0
239 | 0 | 0 | 0 | 13.99 | 396.448 | 13.291 | 0
240 | 0 | 0 | 0 | 9.696 | 386.348 | 9.211 | 0
241 | 0 | 0 | 0 | 11.957 | 373.893 | 11.359 | 0
242 | 0 | 0 | 0 | 13.662 | 359.663 | 12.978 | 0
243 | 0 | 0 | 0 | 14.235 | 344.834 | 13.524 | 0
244 | 0 | 0 | 0 | 16.546 | 327.599 | 15.719 | 0
245 | 0 | 0 | 0 | 26.177 | 300.331 | 24.868 | 0
246 | 0 | 0 | 0 | 71.832 | 225.507 | 68.24 | 0
247 | 0 | 0.523 | 0 | 128.833 | 91.306 | 122.888 | 0
248 | 0 | 86.817 | 0 | 87.653 | 0 | 165.747 | 0
249 | 0 | 209.862 | 0 | 0 | 0 | 119.419 | 79.949
250 | 0 | 323.875 | 1011.394 | 918.333 | 14.341 | 57.271 | 162.003
251 | 0 | 403.763 | 898.074 | 725.125 | 121.153 | 41.681 | 177.593
252 | 0 | 451.191 | 1011.394 | 791.018 | 268.114 | 40.162 | 179.113
253 | 0 | 466.162 | 235.347 | 0 | 494.046 | 42.852 | 176.422
254 | 0 | 461.22 | 230.405 | 0 | 715.236 | 45.329 | 173.945
255 | 0 | 432.776 | 1011.394 | 809.433 | 843.014 | 54.128 | 165.146
256 | 0 | 368.894 | 138.079 | 0 | 975.57 | 68.909 | 150.365
257 | 0 | 268.131 | 37.316 | 0 | 1011.394 | 108.038 | 111.236
258 | 0 | 129.385 | 0 | 63.077 | 945.689 | 163.63 | 19.208
259 | 0 | 1.118 | 0 | 209.961 | 726.979 | 200.525 | 0
260 | 0 | 0 | 0 | 162.862 | 557.332 | 154.719 | 0
261 | 0 | 0 | 0 | 91.568 | 461.949 | 86.989 | 0
262 | 0 | 0 | 0 | 37.908 | 422.461 | 36.013 | 0
263 | 0 | 0 | 0 | 21.165 | 400.414 | 20.107 | 0
264 | 0 | 0 | 0 | 10.326 | 389.658 | 9.809 | 0
265 | 0 | 0 | 0 | 11.792 | 377.375 | 11.202 | 0
266 | 0 | 0 | 0 | 15.239 | 361.501 | 14.477 | 0
267 | 0 | 0 | 0 | 15.741 | 345.104 | 14.954 | 0
268 | 0 | 0 | 0 | 19.462 | 324.832 | 18.489 | 0
269 | 0 | 0 | 0 | 30.67 | 292.884 | 29.137 | 0
270 | 0 | 0 | 0 | 71.773 | 218.12 | 68.184 | 0
271 | 0 | 0.477 | 0 | 140.042 | 72.243 | 133.493 | 0
272 | 0 | 84.828 | 0 | 69.353 | 0 | 146.472 | 0
273 | 0 | 208.764 | 0 | 0 | 0 | 114.94 | 83.386
274 | 0 | 324.209 | 1011.394 | 918 | 14.688 | 60.928 | 158.346
275 | 0 | 398.369 | 1011.394 | 843.84 | 106.627 | 41.795 | 177.479
276 | 0 | 448.177 | 536.791 | 319.428 | 289.208 | 33.421 | 185.853
277 | 0 | 461.137 | 1011.394 | 781.071 | 446.53 | 49.008 | 170.267
278 | 0 | 451.152 | 220.337 | 0 | 658.054 | 55.658 | 163.616
279 | 0 | 426.936 | 196.121 | 0 | 846.33 | 59.827 | 159.447
280 | 0 | 367.78 | 136.965 | 0 | 977.816 | 74.361 | 144.913
281 | 0 | 265.792 | 34.977 | 0 | 1011.394 | 115.532 | 103.743
282 | 0 | 128.323 | 0 | 102.492 | 904.631 | 161.931 | 57.343
283 | 0 | 1.196 | 0 | 185.807 | 711.083 | 177.653 | 0
284 | 0 | 0 | 0 | 182.448 | 521.033 | 147.157 | 26.169
285 | 0 | 0 | 0 | 96.758 | 420.243 | 91.92 | 0
286 | 0 | 0 | 0 | 40.493 | 378.063 | 38.468 | 0
287 | 0 | 0 | 0 | 14.253 | 363.217 | 13.54 | 0
288 | 0 | 0 | 0 | 11.528 | 351.208 | 10.952 | 0
289 | 0 | 0 | 0 | 13.703 | 336.934 | 13.018 | 0
290 | 0 | 0 | 0 | 14.32 | 322.017 | 13.604 | 0
291 | 0 | 0 | 0 | 19.152 | 302.067 | 18.194 | 0
292 | 0 | 0 | 0 | 26.507 | 274.456 | 25.182 | 0
293 | 0 | 0 | 0 | 46.689 | 225.822 | 44.354 | 0
294 | 0 | 0 | 0 | 72.723 | 150.068 | 69.087 | 0
295 | 0 | 0.426 | 0 | 104.728 | 40.977 | 99.896 | 0
296 | 0 | 79.455 | 0 | 39.338 | 0 | 112.854 | 0
297 | 0 | 192.829 | 0 | 0 | 0 | 103.6 | 79.587
298 | 0 | 305.283 | 74.468 | 0 | 71.489 | 84.285 | 134.989
299 | 0 | 365.391 | 134.576 | 0 | 200.681 | 76.797 | 142.477
300 | 0 | 411.715 | 180.9 | 0 | 374.346 | 65.514 | 153.76
301 | 0 | 435.286 | 695.517 | 491.046 | 530.536 | 73.363 | 145.911
302 | 0 | 423.466 | 192.651 | 0 | 715.481 | 85.522 | 133.753
303 | 0 | 402.405 | 171.59 | 0 | 880.208 | 89.668 | 129.606
304 | 0 | 340.965 | 110.15 | 0 | 985.952 | 107.061 | 112.213
305 | 0 | 257.317 | 26.502 | 0 | 1011.394 | 124.17 | 95.105
306 | 0 | 122.093 | 0 | 108.722 | 898.142 | 154.077 | 65.197
307 | 0 | 1.233 | 0 | 157.123 | 734.472 | 150.438 | 0
308 | 0 | 0 | 0 | 230.815 | 494.04 | 109.067 | 110.207
309 | 0 | 0 | 0 | 75.313 | 415.589 | 61.457 | 10.09
310 | 0 | 0 | 0 | 31.019 | 383.277 | 29.468 | 0
311 | 0 | 0 | 0 | 27.173 | 354.972 | 25.814 | 0
312 | 0 | 0 | 0 | 11.229 | 343.276 | 10.667 | 0
313 | 0 | 0 | 0 | 12.584 | 330.167 | 11.955 | 0
314 | 0 | 0 | 0 | 13.141 | 316.479 | 12.484 | 0
315 | 0 | 0 | 0 | 17.584 | 298.162 | 16.705 | 0
316 | 0 | 0 | 0 | 20.142 | 277.181 | 19.135 | 0
317 | 0 | 0 | 0 | 43.68 | 231.68 | 41.496 | 0
318 | 0 | 0 | 0 | 80.478 | 147.849 | 76.454 | 0
319 | 0 | 0.371 | 0 | 99.084 | 44.636 | 94.483 | 0
320 | 0 | 64.613 | 0 | 42.85 | 0 | 102.09 | 0
321 | 0 | 180.668 | 0 | 0 | 0 | 99.481 | 72.153
322 | 0 | 291.833 | 61.018 | 0 | 58.578 | 85.785 | 133.489
323 | 0 | 364.253 | 133.438 | 0 | 186.678 | 86.021 | 133.253
324 | 0 | 413.488 | 182.673 | 0 | 362.044 | 71.375 | 147.9
325 | 0 | 432.605 | 201.79 | 0 | 555.762 | 67.662 | 151.612
326 | 0 | 424.592 | 193.777 | 0 | 741.789 | 78.2 | 141.075
327 | 0 | 344.538 | 113.723 | 0 | 850.963 | 84.578 | 134.696
328 | 0 | 345.766 | 114.951 | 0 | 961.315 | 104.502 | 114.773
329 | 0 | 229.091 | 0 | 1.724 | 959.519 | 118.09 | 101.184
330 | 0 | 94.433 | 0 | 105.441 | 849.685 | 153.699 | 36.181
331 | 0 | 1.273 | 0 | 154.734 | 688.504 | 148.207 | 0
332 | 0 | 0 | 0 | 114.203 | 569.542 | 108.493 | 0
333 | 0 | 0 | 0 | 67.05 | 499.699 | 63.697 | 0
334 | 0 | 0 | 0 | 33.711 | 464.583 | 32.026 | 0
335 | 0 | 0 | 0 | 16.912 | 446.966 | 16.066 | 0
336 | 0 | 0 | 0 | 12.306 | 434.148 | 11.69 | 0
337 | 0 | 0 | 0 | 13.407 | 420.183 | 12.736 | 0
338 | 0 | 0 | 0 | 14.057 | 405.54 | 13.355 | 0
339 | 0 | 0 | 0 | 13.504 | 391.473 | 12.829 | 0
340 | 0 | 0 | 0 | 16.668 | 374.111 | 15.835 | 0
341 | 0 | 0 | 0 | 41.585 | 330.793 | 39.506 | 0
342 | 0 | 0 | 0 | 84.775 | 242.485 | 80.536 | 0
343 | 0 | 0.267 | 0 | 143.102 | 93.421 | 136.2 | 0
344 | 0 | 73.697 | 0 | 89.684 | 0 | 155.212 | 0
345 | 0 | 190.418 | 0 | 0 | 0 | 112.652 | 68.246
346 | 0 | 304.212 | 73.397 | 0 | 70.461 | 56.96 | 162.315
347 | 0 | 378.213 | 328.498 | 181.1 | 197.174 | 37.333 | 181.942
348 | 0 | 428.547 | 197.732 | 0 | 386.997 | 41.266 | 178.009
349 | 0 | 439.222 | 208.407 | 0 | 587.067 | 41.838 | 177.436
350 | 0 | 428.197 | 197.382 | 0 | 776.554 | 42.693 | 176.582
351 | 0 | 390.378 | 159.564 | 0 | 929.735 | 57.15 | 162.124
352 | 0 | 315.876 | 85.061 | 0 | 1011.394 | 66.634 | 152.64
353 | 0 | 223.98 | 0 | 0 | 1011.394 | 107.478 | 105.303
354 | 0 | 103.963 | 0 | 77.968 | 930.177 | 172.834 | 0
355 | 0 | 1.592 | 0 | 188.391 | 733.937 | 180.483 | 0
356 | 0 | 0 | 0 | 145.77 | 582.093 | 138.481 | 0
357 | 0 | 0 | 0 | 101.191 | 476.686 | 96.132 | 0
358 | 0 | 0 | 0 | 46.775 | 427.962 | 44.436 | 0
359 | 0 | 0 | 0 | 15.871 | 411.43 | 15.077 | 0
360 | 0 | 0 | 0 | 12.38 | 398.534 | 11.761 | 0
361 | 0 | 0 | 0 | 12.28 | 385.742 | 11.666 | 0
362 | 0 | 0 | 0 | 18.937 | 366.016 | 17.99 | 0
363 | 0 | 0 | 0 | 14.548 | 350.863 | 13.82 | 0
364 | 0 | 0 | 0 | 20.161 | 329.862 | 19.153 | 0
365 | 0 | 0 | 0 | 37.891 | 290.391 | 35.997 | 0
366 | 0 | 0 | 0 | 74.261 | 213.036 | 70.548 | 0
367 | 27.164 | 0.221 | 0 | 108.773 | 99.731 | 130.708 | 0
368 | 3.838 | 70.999 | 0 | 95.742 | 0 | 162.242 | 0
369 | 0 | 192.364 | 0 | 0 | 0 | 136.748 | 45.998
370 | 0 | 304.674 | 918.689 | 844.83 | 1.91 | 84.627 | 134.647
371 | 0 | 362.043 | 131.228 | 0 | 127.889 | 51.018 | 168.256
372 | 0 | 394.243 | 163.428 | 0 | 284.78 | 37.754 | 181.52
373 | 0 | 446.278 | 215.463 | 0 | 491.624 | 33.747 | 185.527
374 | 0 | 440.773 | 209.958 | 0 | 693.184 | 49.532 | 169.743
375 | 0 | 410.593 | 179.778 | 0 | 865.771 | 51.665 | 167.61
376 | 0 | 367.047 | 136.232 | 0 | 996.554 | 73.268 | 146.006
377 | 0 | 246.273 | 15.458 | 0 | 1011.394 | 107.846 | 111.428
378 | 0 | 122.92 | 0 | 50.075 | 959.232 | 158.779 | 5.566
379 | 0 | 1.374 | 0 | 180.863 | 770.833 | 173.125 | 0
380 | 0 | 0 | 0 | 156.877 | 607.42 | 149.033 | 0
381 | 0 | 0 | 0 | 102.698 | 500.443 | 97.563 | 0
382 | 0 | 0 | 0 | 40.576 | 458.176 | 38.547 | 0
383 | 0 | 0 | 0 | 16.445 | 441.046 | 15.623 | 0
384 | 0 | 0 | 0 | 12.78 | 427.734 | 12.141 | 0
385 | 0 | 0 | 0 | 12.644 | 414.563 | 12.012 | 0
386 | 0 | 0 | 0 | 15.168 | 398.763 | 14.41 | 0
387 | 0 | 0 | 0 | 14.53 | 383.627 | 13.804 | 0
388 | 0 | 0 | 0 | 17.943 | 364.936 | 17.046 | 0
389 | 0 | 0 | 0 | 25.505 | 338.368 | 24.23 | 0
390 | 0 | 0 | 0 | 71.251 | 264.149 | 67.688 | 0
391 | 0 | 0.326 | 0 | 146.569 | 111.472 | 139.551 | 0
392 | 0 | 70.22 | 0 | 107.013 | 0 | 168.372 | 0
393 | 0 | 166.946 | 0 | 0 | 0 | 140.857 | 17.741
394 | 0 | 294.462 | 811.829 | 748.181 | 0 | 72.753 | 146.521
395 | 0 | 401.555 | 170.74 | 0 | 163.91 | 48.148 | 171.126
396 | 0 | 432.068 | 201.253 | 0 | 357.113 | 36.213 | 183.061
397 | 0 | 455.949 | 840.586 | 615.452 | 522.98 | 45.001 | 174.273
398 | 0 | 443.033 | 1011.394 | 799.176 | 661.442 | 40.142 | 179.132
399 | 0 | 428.658 | 197.843 | 0 | 851.372 | 47.238 | 172.036
400 | 0 | 364.118 | 133.303 | 0 | 979.342 | 71.22 | 148.054
401 | 0 | 264.202 | 33.387 | 0 | 1011.394 | 122.199 | 97.075
402 | 0 | 134.098 | 0 | 53.014 | 956.171 | 166.449 | 11.308
403 | 0 | 1.693 | 0 | 189.974 | 758.281 | 182.084 | 0
404 | 0 | 0 | 0 | 162.842 | 588.655 | 154.699 | 0
405 | 0 | 0 | 0 | 105.394 | 478.869 | 100.124 | 0
406 | 0 | 0 | 0 | 30.35 | 447.254 | 28.833 | 0
407 | 0 | 0 | 0 | 14.704 | 431.938 | 13.969 | 0
408 | 0 | 0 | 0 | 13.276 | 418.108 | 12.612 | 0
409 | 0 | 0 | 0 | 13.566 | 403.977 | 12.888 | 0
410 | 0 | 0 | 0 | 14.396 | 388.981 | 13.676 | 0
411 | 0 | 0 | 0 | 15.89 | 372.429 | 15.096 | 0
412 | 0 | 0 | 0 | 19.907 | 351.693 | 18.912 | 0
413 | 0 | 0 | 0 | 33.175 | 317.135 | 31.516 | 0
414 | 0 | 0 | 0 | 70.552 | 243.643 | 67.025 | 0
415 | 0 | 0.317 | 0 | 135.479 | 102.519 | 129.006 | 0
416 | 0 | 60.207 | 0 | 98.418 | 0 | 150.694 | 0
417 | 0 | 185.515 | 0 | 0 | 0 | 114.848 | 61.392
418 | 0 | 311.368 | 1011.394 | 930.84 | 1.313 | 70.273 | 149.001
419 | 0 | 390.258 | 182.945 | 23.502 | 152.459 | 45.791 | 173.483
420 | 0 | 458.848 | 228.033 | 0 | 371.37 | 30.773 | 188.501
421 | 0 | 491.502 | 1011.394 | 750.707 | 560.322 | 34.545 | 184.729
422 | 0 | 479.344 | 1011.394 | 762.865 | 736.61 | 45.839 | 173.435
423 | 0 | 454.299 | 1011.394 | 787.91 | 886.808 | 62.629 | 156.645
424 | 0 | 384.689 | 1011.394 | 857.52 | 964.496 | 67.955 | 151.32
425 | 0 | 279.667 | 48.852 | 0 | 1011.394 | 97.749 | 121.525
426 | 0 | 137.154 | 0 | 53.435 | 955.733 | 166.896 | 14.163
427 | 0 | 1.804 | 0 | 185.486 | 762.518 | 177.926 | 0
428 | 0 | 0 | 0 | 156.223 | 599.786 | 148.412 | 0
429 | 0 | 0 | 0 | 106.469 | 488.881 | 101.145 | 0
430 | 0 | 0 | 0 | 37.934 | 449.366 | 36.038 | 0
431 | 0 | 0 | 0 | 16.988 | 431.67 | 16.139 | 0
432 | 0 | 0 | 0 | 13.62 | 417.482 | 12.939 | 0
433 | 0 | 0 | 0 | 14.386 | 402.497 | 13.667 | 0
434 | 0 | 0 | 0 | 14.893 | 386.983 | 14.149 | 0
435 | 0 | 0 | 0 | 13.772 | 372.638 | 13.083 | 0
436 | 0 | 0 | 0 | 21.123 | 350.634 | 20.067 | 0
437 | 0 | 0 | 0 | 33.979 | 315.239 | 32.28 | 0
438 | 0 | 0 | 0 | 67.936 | 244.473 | 64.539 | 0
439 | 0 | 0.339 | 0 | 135.676 | 103.144 | 129.214 | 0
440 | 0 | 67.014 | 0 | 99.018 | 0 | 157.73 | 0
441 | 0 | 178.28 | 0 | 0 | 0 | 131.815 | 37.551
442 | 0 | 303.705 | 929.717 | 856.828 | 0 | 70.82 | 148.454
443 | 0 | 402.615 | 1011.394 | 839.594 | 96.361 | 50.849 | 168.425
444 | 0 | 474.457 | 1011.394 | 767.752 | 267.558 | 35.272 | 184.002
445 | 0 | 498.629 | 1011.394 | 743.58 | 463.933 | 42.631 | 176.643
446 | 0 | 493.86 | 997.791 | 734.747 | 656.452 | 53.228 | 166.046
447 | 0 | 456.331 | 1011.394 | 785.877 | 808.768 | 61.326 | 157.948
448 | 0 | 390.447 | 159.632 | 0 | 962.015 | 85.222 | 134.052
449 | 0 | 282.252 | 51.437 | 0 | 1011.394 | 96.659 | 122.615
450 | 0 | 139.744 | 0 | 91.071 | 916.528 | 143.564 | 75.71
451 | 0 | 1.894 | 0 | 188.706 | 719.959 | 181.071 | 0
452 | 0 | 0 | 0 | 199.814 | 511.82 | 142.688 | 47.135
453 | 0 | 0 | 0 | 98.225 | 409.502 | 93.314 | 0
454 | 0 | 0 | 0 | 38.182 | 369.729 | 36.273 | 0
455 | 0 | 0 | 0 | 15.053 | 354.049 | 14.3 | 0
456 | 0 | 0 | 0 | 11.493 | 342.077 | 10.919 | 0
457 | 0 | 0 | 0 | 13.626 | 327.884 | 12.944 | 0
458 | 0 | 0 | 0 | 13.318 | 314.011 | 12.652 | 0
459 | 0 | 0 | 0 | 13.195 | 300.266 | 12.535 | 0
460 | 0 | 0 | 0 | 24.978 | 274.247 | 23.729 | 0
461 | 0 | 0 | 0 | 43.728 | 228.697 | 41.542 | 0
462 | 0 | 0 | 0 | 74.371 | 151.227 | 70.653 | 0
463 | 0 | 0.323 | 0 | 104.788 | 42.072 | 99.855 | 0
464 | 0 | 80.749 | 0 | 40.39 | 0 | 115.082 | 0
465 | 0 | 205.801 | 0 | 0 | 0 | 105.744 | 89.767
466 | 0 | 328.792 | 1011.394 | 913.417 | 19.462 | 102.655 | 116.619
467 | 0 | 415.427 | 1011.394 | 826.782 | 129.17 | 76.532 | 142.742
468 | 0 | 475.56 | 1011.394 | 766.649 | 301.515 | 78.002 | 141.273
469 | 0 | 496.137 | 1011.394 | 746.072 | 495.296 | 76.494 | 142.78
470 | 0 | 490.494 | 1011.394 | 751.715 | 683.197 | 77.145 | 142.129
471 | 0 | 460.458 | 756.693 | 527.05 | 860.612 | 85.299 | 133.976
472 | 0 | 387.88 | 157.065 | 0 | 1011.394 | 105.724 | 113.551
473 | 0 | 275.879 | 574.791 | 529.728 | 1011.394 | 138.578 | 80.696
474 | 0 | 139.834 | 0 | 90.981 | 916.622 | 138.079 | 81.195
475 | 0 | 1.979 | 0 | 148.878 | 761.541 | 143.314 | 0
476 | 0 | 0 | 0 | 230.815 | 521.109 | 104.256 | 115.018
477 | 0 | 0 | 0 | 139.595 | 375.697 | 64.287 | 68.329
478 | 0 | 0 | 0 | 36.234 | 337.954 | 34.422 | 0
479 | 0 | 0 | 0 | 26.014 | 310.856 | 24.713 | 0
480 | 0 | 0 | 0 | 11.278 | 299.108 | 10.714 | 0
481 | 0 | 0 | 0 | 14.258 | 284.256 | 13.545 | 0
482 | 0 | 0 | 0 | 12.84 | 270.882 | 12.198 | 0
483 | 0 | 0 | 0 | 12.832 | 257.515 | 12.191 | 0
484 | 0 | 0 | 0 | 20.295 | 236.374 | 19.281 | 0
485 | 0 | 0 | 0 | 33.593 | 201.381 | 31.914 | 0
486 | 0 | 0 | 0 | 73.969 | 124.33 | 70.271 | 0
487 | 0 | 0.361 | 0 | 94.763 | 25.618 | 90.369 | 0
488 | 0 | 80.302 | 0 | 24.593 | 0 | 99.65 | 0
489 | 0 | 206.305 | 0 | 0 | 0 | 86.908 | 109.082
490 | 0 | 328.748 | 97.933 | 0 | 94.016 | 80.231 | 139.043
491 | 0 | 414.126 | 1011.394 | 828.083 | 202.368 | 62.355 | 156.92
492 | 0 | 474.897 | 1011.394 | 767.312 | 374.023 | 60.538 | 158.736
493 | 0 | 494.442 | 1011.394 | 747.767 | 566.037 | 55.544 | 163.73
494 | 0 | 487.056 | 1011.394 | 755.153 | 750.357 | 73.206 | 146.069
495 | 0 | 454.017 | 617.601 | 394.399 | 932.422 | 90.26 | 129.014
496 | 0 | 385.921 | 1011.394 | 856.287 | 1011.394 | 116.298 | 102.976
497 | 0 | 282.281 | 656.456 | 604.99 | 1011.394 | 134.673 | 84.601
498 | 0 | 139.978 | 0 | 90.837 | 916.772 | 148.186 | 71.088
499 | 0 | 2.151 | 0 | 143.745 | 767.037 | 138.601 | 0
500 | 0 | 0 | 0 | 169.643 | 590.325 | 114.715 | 46.446
501 | 0 | 0 | 0 | 79.645 | 507.362 | 75.663 | 0
502 | 0 | 0 | 0 | 45.912 | 459.537 | 43.616 | 0
503 | 0 | 0 | 0 | 22.026 | 436.593 | 20.925 | 0
504 | 0 | 0 | 0 | 10.311 | 425.852 | 9.796 | 0
505 | 0 | 0 | 0 | 12.515 | 412.816 | 11.889 | 0
506 | 0 | 0 | 0 | 13.782 | 398.46 | 13.093 | 0
507 | 0 | 0 | 0 | 14.35 | 383.512 | 13.632 | 0
508 | 0 | 0 | 0 | 19.894 | 362.789 | 18.9 | 0
509 | 0 | 0 | 0 | 34.415 | 326.939 | 32.695 | 0
510 | 0 | 0 | 0 | 74.712 | 249.114 | 70.976 | 0
511 | 0 | 0.318 | 0 | 145.523 | 97.528 | 138.549 | 0
512 | 0 | 80.643 | 0 | 93.627 | 0 | 165.557 | 0
513 | 0 | 204.881 | 0 | 0 | 0 | 121.256 | 73.381
514 | 0 | 326.905 | 1011.394 | 915.304 | 17.497 | 76.862 | 142.412
515 | 0 | 414.497 | 1011.394 | 827.712 | 126.235 | 50.859 | 168.415
516 | 0 | 472.799 | 1011.394 | 769.41 | 295.704 | 48.076 | 171.199
517 | 0 | 488.336 | 1011.394 | 753.873 | 481.358 | 41.784 | 177.49
518 | 0 | 482.709 | 251.894 | 0 | 723.177 | 38.181 | 181.093
519 | 0 | 449.967 | 1011.394 | 792.242 | 868.863 | 49.494 | 169.781
520 | 0 | 384.859 | 811.525 | 657.481 | 963.051 | 78.843 | 140.431
521 | 0 | 281.172 | 50.357 | 0 | 1011.394 | 122.926 | 96.348
522 | 0 | 142.068 | 0 | 51.845 | 957.389 | 184.217 | 0
523 | 0 | 2.206 | 0 | 205.737 | 743.079 | 197.545 | 0
524 | 0 | 0 | 0 | 162.556 | 573.75 | 154.428 | 0
525 | 0 | 0 | 0 | 95.612 | 474.154 | 90.831 | 0
526 | 0 | 0 | 0 | 33.943 | 438.797 | 32.246 | 0
527 | 0 | 0 | 0 | 12.949 | 425.308 | 12.302 | 0
528 | 0 | 0 | 0 | 10.418 | 414.456 | 9.897 | 0
529 | 0 | 0 | 0 | 12.253 | 401.692 | 11.64 | 0
530 | 0 | 0 | 0 | 14.149 | 386.953 | 13.442 | 0
531 | 0 | 0 | 0 | 23.001 | 362.994 | 21.851 | 0
532 | 0 | 0 | 0 | 25.404 | 336.531 | 24.134 | 0
533 | 0 | 0 | 0 | 46.231 | 288.374 | 43.919 | 0
534 | 0 | 0 | 0 | 70.648 | 214.782 | 67.116 | 0
535 | 0.322 | 0.329 | 0 | 125.925 | 83.611 | 120.263 | 0
536 | 0 | 80.92 | 0 | 80.266 | 0 | 153.127 | 0
537 | 0 | 206.668 | 0 | 0 | 0 | 121.949 | 74.386
538 | 0 | 329.285 | 1011.394 | 912.924 | 19.975 | 67.573 | 151.702
539 | 0 | 409.298 | 1011.394 | 832.91 | 123.298 | 48.51 | 170.765
540 | 0 | 468.237 | 1011.394 | 773.972 | 288.016 | 47.26 | 172.014
541 | 0 | 485.786 | 817.356 | 562.384 | 486.86 | 40.251 | 179.023
542 | 0 | 481.094 | 1011.394 | 761.114 | 664.97 | 56.993 | 162.281
543 | 0 | 450.412 | 1011.394 | 791.797 | 811.12 | 59.417 | 159.857
544 | 0 | 386.503 | 155.688 | 0 | 960.581 | 80.958 | 138.316
545 | 0 | 283.745 | 52.93 | 0 | 1011.394 | 116.573 | 102.701
546 | 0 | 143.398 | 0 | 79.2 | 928.894 | 174.583 | 36.885
547 | 0 | 2.31 | 0 | 185.22 | 735.957 | 178.153 | 0
548 | 0 | 0 | 0 | 147.938 | 581.855 | 140.541 | 0
549 | 0 | 0 | 0 | 108.026 | 469.328 | 102.625 | 0
550 | 0 | 0 | 0 | 42.274 | 425.293 | 40.16 | 0
551 | 0 | 0 | 0 | 13.549 | 411.18 | 12.871 | 0
552 | 0 | 0 | 0 | 12.567 | 398.088 | 11.939 | 0
553 | 0 | 0 | 0 | 13.665 | 383.854 | 12.982 | 0
554 | 0 | 0 | 0 | 21.784 | 361.162 | 20.695 | 0
555 | 0 | 0 | 0 | 14.343 | 346.222 | 13.626 | 0
556 | 0 | 0 | 0 | 18.458 | 326.995 | 17.535 | 0
557 | 0 | 0 | 0 | 30.9 | 294.808 | 29.355 | 0
558 | 0 | 0 | 0 | 71.044 | 220.803 | 67.492 | 0
559 | 0 | 0.313 | 0 | 136.829 | 78.273 | 130.286 | 0
560 | 0 | 80.242 | 0 | 75.142 | 0 | 147.614 | 0
561 | 0 | 205.816 | 0 | 0 | 0 | 120.801 | 74.724
562 | 0 | 330.55 | 1011.394 | 911.659 | 21.293 | 65.941 | 153.334
563 | 0 | 414.504 | 1011.394 | 827.705 | 130.039 | 41.872 | 177.402
564 | 0 | 472.536 | 1011.394 | 769.673 | 299.234 | 44.123 | 175.152
565 | 0 | 490.074 | 1011.394 | 752.135 | 486.699 | 43.941 | 175.334
566 | 0 | 483.892 | 1011.394 | 758.317 | 667.723 | 51.143 | 168.131
567 | 0 | 454.933 | 1011.394 | 787.276 | 818.583 | 51.95 | 167.324
568 | 0 | 388.154 | 268.215 | 110.877 | 960.573 | 72.898 | 146.376
569 | 0 | 283.754 | 52.939 | 0 | 1011.394 | 105.794 | 113.48
570 | 0 | 143.898 | 0 | 45.115 | 964.399 | 150.05 | 29.512
571 | 0 | 2.355 | 0 | 188.866 | 767.664 | 181.66 | 0
572 | 0 | 0 | 0 | 145.447 | 616.157 | 138.174 | 0
573 | 0 | 0 | 0 | 95.88 | 516.282 | 91.086 | 0
574 | 0 | 0 | 0 | 37.8 | 476.906 | 35.91 | 0
575 | 0 | 0 | 0 | 21.707 | 454.295 | 20.622 | 0
576 | 0 | 0 | 0 | 13.135 | 440.612 | 12.479 | 0
577 | 0 | 0 | 0 | 14.929 | 425.062 | 14.182 | 0
578 | 0 | 0 | 0 | 17.233 | 407.11 | 16.372 | 0
579 | 0 | 0 | 0 | 16.111 | 390.328 | 15.306 | 0
580 | 0 | 0 | 0 | 21.367 | 368.071 | 20.299 | 0
581 | 0 | 0 | 0 | 37.204 | 329.316 | 35.344 | 0
582 | 0 | 0 | 0 | 78.171 | 247.888 | 74.262 | 0
583 | 0 | 0.285 | 0 | 151.748 | 89.817 | 144.431 | 0
584 | 0 | 78.244 | 0 | 86.225 | 0 | 156.245 | 0
585 | 0 | 202.816 | 0 | 0 | 0 | 117.771 | 74.904
586 | 0 | 325.723 | 1011.394 | 916.486 | 16.266 | 65.219 | 154.056
587 | 0 | 415.969 | 1011.394 | 826.24 | 126.538 | 42.425 | 176.849
588 | 0 | 476.208 | 1011.394 | 766.001 | 299.558 | 40.983 | 178.292
589 | 0 | 497.145 | 1011.394 | 745.064 | 494.387 | 37.773 | 181.501
590 | 0 | 493.232 | 1011.394 | 748.977 | 685.141 | 42.87 | 176.404
591 | 0 | 461.871 | 1011.394 | 780.338 | 843.227 | 54.717 | 164.558
592 | 0 | 395.646 | 164.831 | 0 | 1001.465 | 76.609 | 142.665
593 | 0 | 288.777 | 617.732 | 559.77 | 1011.394 | 106.829 | 112.446
594 | 0 | 145.907 | 0 | 65.72 | 942.935 | 154.68 | 46.366
595 | 0 | 2.543 | 0 | 177.619 | 757.916 | 171.153 | 0
596 | 0 | 0 | 0 | 168.93 | 581.947 | 160.484 | 0
597 | 0 | 0 | 0 | 97.423 | 480.464 | 92.552 | 0
598 | 0 | 0 | 0 | 46.431 | 432.099 | 44.109 | 0
599 | 0 | 0 | 0 | 16.308 | 415.112 | 15.492 | 0
600 | 0 | 0 | 0 | 11.47 | 403.164 | 10.896 | 0
601 | 0 | 0 | 0 | 13.399 | 389.207 | 12.729 | 0
602 | 0 | 0 | 0 | 15.131 | 373.446 | 14.374 | 0
603 | 0 | 0 | 0 | 15.691 | 357.1 | 14.907 | 0
604 | 0 | 0 | 0 | 19.373 | 336.921 | 18.404 | 0
605 | 0 | 0 | 0 | 33.377 | 302.153 | 31.708 | 0
606 | 0 | 0 | 0 | 69.192 | 230.079 | 65.732 | 0
607 | 0 | 0.289 | 0 | 134.729 | 89.736 | 128.267 | 0
608 | 0 | 78.492 | 0 | 86.147 | 0 | 156.407 | 0
609 | 0 | 202.431 | 0 | 0 | 0 | 121.604 | 70.705
610 | 0 | 329.48 | 1011.394 | 912.729 | 20.179 | 69.997 | 149.278
611 | 0 | 422.495 | 1011.394 | 819.714 | 137.248 | 41.718 | 177.556
612 | 0 | 487.245 | 1011.394 | 754.964 | 321.766 | 37.296 | 181.979
613 | 0 | 509.62 | 1011.394 | 732.589 | 529.59 | 41.49 | 177.784
614 | 0 | 500.346 | 1011.394 | 741.863 | 727.754 | 49.16 | 170.114
615 | 0 | 467.171 | 1011.394 | 775.038 | 891.361 | 62.249 | 157.025
616 | 0 | 397.364 | 1011.394 | 844.845 | 982.252 | 72.173 | 147.101
617 | 0 | 289.541 | 392.216 | 333.49 | 1011.394 | 123.861 | 95.413
618 | 0 | 146.21 | 0 | 84.605 | 923.264 | 191.285 | 27.99
619 | 0 | 2.624 | 0 | 207.618 | 706.995 | 199.73 | 0
620 | 0 | 0 | 0 | 183.426 | 515.927 | 157.929 | 16.325
621 | 0 | 0 | 0 | 93.163 | 418.882 | 88.505 | 0
622 | 0 | 0 | 0 | 50.359 | 366.425 | 47.841 | 0
623 | 0 | 0 | 0 | 13.784 | 352.067 | 13.095 | 0
624 | 0 | 0 | 0 | 10.389 | 341.245 | 9.87 | 0
625 | 0 | 0 | 0 | 12.166 | 328.572 | 11.558 | 0
626 | 0 | 0 | 0 | 14 | 313.989 | 13.3 | 0
627 | 0 | 0 | 0 | 14.559 | 298.823 | 13.831 | 0
628 | 0 | 0 | 0 | 25.16 | 272.615 | 23.902 | 0
629 | 0 | 0 | 0 | 44.526 | 226.235 | 42.299 | 0
630 | 0 | 0 | 0 | 84.212 | 138.514 | 80.001 | 0
631 | 0 | 0.289 | 0 | 109.486 | 24.466 | 104.286 | 0
632 | 0 | 77.243 | 0 | 23.488 | 0 | 95.694 | 0
633 | 0 | 202.071 | 0 | 0 | 0 | 84.445 | 107.523
634 | 0 | 326.454 | 1011.394 | 915.755 | 17.027 | 79.267 | 140.007
635 | 0 | 413.925 | 1011.394 | 828.283 | 125.17 | 74.774 | 144.501
636 | 0 | 471.93 | 1011.394 | 770.279 | 293.734 | 91.136 | 128.138
637 | 0 | 493.238 | 1011.394 | 748.97 | 484.494 | 76.22 | 143.054
638 | 0 | 488.699 | 1011.394 | 753.51 | 670.526 | 66.344 | 152.931
639 | 0 | 455.137 | 366.484 | 142.162 | 874.265 | 87.65 | 131.625
640 | 0 | 391.967 | 1011.394 | 850.242 | 959.534 | 103.703 | 115.571
641 | 0 | 284.835 | 54.02 | 0 | 1011.394 | 121.398 | 97.877
642 | 0 | 146.264 | 0 | 84.551 | 923.32 | 141.55 | 77.724
643 | 0 | 2.741 | 0 | 151.939 | 765.051 | 146.946 | 0
644 | 0 | 0 | 0 | 230.815 | 524.618 | 126.98 | 92.294
645 | 0 | 0 | 0 | 122.927 | 396.569 | 72.806 | 43.975
646 | 0 | 0 | 0 | 34.509 | 360.622 | 32.784 | 0
647 | 0 | 0 | 0 | 19.36 | 340.455 | 18.392 | 0
648 | 0 | 0 | 0 | 11.332 | 328.651 | 10.765 | 0
649 | 0 | 0 | 0 | 13.166 | 314.937 | 12.508 | 0
650 | 0 | 0 | 0 | 13.977 | 300.378 | 13.278 | 0
651 | 0 | 0 | 0 | 13.97 | 285.825 | 13.272 | 0
652 | 0 | 0 | 0 | 22.331 | 262.564 | 21.214 | 0
653 | 0 | 0 | 0 | 28.811 | 232.552 | 27.371 | 0
654 | 0 | 0 | 0 | 66.984 | 162.777 | 63.635 | 0
655 | 0 | 0.282 | 0 | 111.746 | 46.375 | 106.427 | 0
656 | 0 | 76.417 | 0 | 44.52 | 0 | 114.891 | 0
657 | 0 | 202.442 | 0 | 0 | 0 | 87.059 | 105.26
658 | 0 | 328.868 | 1011.394 | 913.341 | 19.541 | 79.847 | 139.428
659 | 0 | 416.802 | 1011.394 | 825.407 | 130.681 | 63.597 | 155.677
660 | 0 | 478.884 | 1011.394 | 763.325 | 306.488 | 73.16 | 146.114
661 | 0 | 500.982 | 1011.394 | 741.227 | 505.315 | 67.705 | 151.569
662 | 0 | 496.403 | 1011.394 | 745.806 | 699.372 | 69.452 | 149.822
663 | 0 | 465.903 | 1011.394 | 776.306 | 861.658 | 80.92 | 138.354
664 | 0 | 397.588 | 1011.394 | 844.621 | 952.783 | 104.215 | 115.059
665 | 0 | 291.889 | 61.323 | 0.249 | 1011.394 | 133.783 | 85.492
666 | 0 | 148.16 | 0 | 82.655 | 925.295 | 146.631 | 72.643
667 | 0 | 2.909 | 0 | 147.363 | 771.791 | 142.759 | 0
668 | 0 | 0 | 0 | 230.815 | 531.359 | 113.633 | 105.641
669 | 0 | 0 | 0 | 90.907 | 436.664 | 63.257 | 23.105
670 | 0 | 0 | 0 | 40.309 | 394.675 | 38.294 | 0
671 | 0 | 0 | 0 | 15.291 | 378.747 | 14.527 | 0
672 | 0 | 0 | 0 | 11.1 | 367.184 | 10.545 | 0
673 | 0 | 0 | 0 | 12.792 | 353.859 | 12.152 | 0
674 | 0 | 0 | 0 | 14.151 | 339.119 | 13.443 | 0
675 | 0 | 0 | 0 | 14.382 | 324.137 | 13.663 | 0
676 | 0 | 0 | 0 | 23.864 | 299.279 | 22.671 | 0
677 | 0 | 0 | 0 | 31.896 | 266.054 | 30.301 | 0
678 | 0 | 0 | 0 | 66.385 | 196.903 | 63.066 | 0
679 | 0 | 0.315 | 0 | 117.218 | 74.801 | 111.657 | 0
680 | 0 | 77.197 | 0 | 71.809 | 0 | 141.555 | 0
681 | 0 | 202.841 | 0 | 0 | 0 | 122.124 | 70.575
682 | 0 | 329.935 | 1011.394 | 912.274 | 20.653 | 55.754 | 163.52
683 | 0 | 420.486 | 1011.394 | 821.722 | 135.63 | 39.487 | 179.787
684 | 0 | 484.334 | 1011.394 | 757.875 | 317.115 | 34.401 | 184.873
685 | 0 | 503.532 | 1011.394 | 738.677 | 518.598 | 33.731 | 185.543
686 | 0 | 499.035 | 1011.394 | 743.174 | 715.397 | 48.386 | 170.888
687 | 0 | 465.677 | 1011.394 | 776.532 | 877.448 | 53.125 | 166.149
688 | 0 | 388.565 | 371.962 | 214.212 | 1011.394 | 73.439 | 145.835
689 | 0 | 278.251 | 605.054 | 557.618 | 1011.394 | 104.65 | 114.624
690 | 0 | 133.041 | 0 | 97.774 | 909.546 | 150.881 | 68.393
691 | 0 | 3.433 | 0 | 166.821 | 735.775 | 161.741 | 0
692 | 0 | 0 | 0 | 162.673 | 566.324 | 143.543 | 10.996
693 | 0 | 0 | 0 | 98.069 | 464.168 | 93.166 | 0
694 | 0 | 0 | 0 | 37.435 | 425.174 | 35.563 | 0
695 | 0 | 0 | 0 | 15.636 | 408.887 | 14.854 | 0
696 | 0 | 0 | 0 | 12.471 | 395.896 | 11.847 | 0
697 | 0 | 0 | 0 | 12.329 | 383.053 | 11.713 | 0
698 | 0 | 0 | 0 | 12.377 | 370.16 | 11.758 | 0
699 | 0 | 0 | 0 | 13.578 | 356.017 | 12.899 | 0
700 | 0 | 0 | 0 | 18.776 | 336.458 | 17.837 | 0
701 | 0 | 0 | 0 | 35.089 | 299.907 | 33.335 | 0
702 | 0 | 0 | 0 | 64.855 | 232.349 | 61.613 | 0
703 | 0 | 0.299 | 0 | 130.53 | 96.381 | 124.287 | 0
704 | 0 | 73.725 | 0 | 92.525 | 0 | 157.938 | 0
705 | 0 | 199.343 | 0 | 0 | 0 | 119.452 | 69.924
706 | 0 | 330.549 | 1011.394 | 911.66 | 21.292 | 63.276 | 155.999
707 | 0 | 419.466 | 1011.394 | 822.743 | 135.206 | 42.585 | 176.689
708 | 0 | 482.886 | 1011.394 | 759.323 | 315.183 | 37.045 | 182.229
709 | 0 | 504.315 | 1011.394 | 737.894 | 517.482 | 40.845 | 178.429
710 | 0 | 500.823 | 1011.394 | 741.386 | 716.143 | 53.469 | 165.805
711 | 0 | 468.281 | 1011.394 | 773.928 | 880.906 | 52.77 | 166.504
712 | 0 | 402.824 | 1011.394 | 839.385 | 977.485 | 75.277 | 143.997
713 | 0 | 295.443 | 409.122 | 344.494 | 1011.394 | 113.019 | 106.256
714 | 0 | 151.088 | 0 | 26.154 | 984.15 | 161.905 | 6.476
715 | 0 | 3.167 | 0 | 179.591 | 797.076 | 173.62 | 0
716 | 0 | 0 | 0 | 154.445 | 636.195 | 146.723 | 0
717 | 0 | 0 | 0 | 88.427 | 544.083 | 84.006 | 0
718 | 0 | 0 | 0 | 36.692 | 505.863 | 34.857 | 0
719 | 0 | 0 | 0 | 14.749 | 490.499 | 14.011 | 0
720 | 0 | 0 | 0 | 11.31 | 478.718 | 10.744 | 0
721 | 0 | 0 | 0 | 12.833 | 465.35 | 12.192 | 0
722 | 0 | 0 | 0 | 15.6 | 449.1 | 14.82 | 0
723 | 0 | 0 | 0 | 25.863 | 422.16 | 24.57 | 0
724 | 0 | 0 | 0 | 21.361 | 399.909 | 20.293 | 0
725 | 0 | 0 | 0 | 36.045 | 362.362 | 34.243 | 0
726 | 0 | 0 | 0 | 88.719 | 269.946 | 84.283 | 0
727 | 0 | 0.285 | 0 | 144.864 | 119.047 | 137.891 | 0
728 | 0 | 76.897 | 0 | 114.285 | 0 | 181.622 | 0
729 | 0 | 204.365 | 0 | 0 | 0 | 126.882 | 67.265
730 | 0 | 333.291 | 1011.394 | 908.917 | 24.149 | 58.873 | 160.401
731 | 0 | 425.408 | 1011.394 | 816.8 | 144.254 | 42.095 | 177.179
732 | 0 | 489.114 | 1011.394 | 753.095 | 330.718 | 34.506 | 184.768
733 | 0 | 511.333 | 1011.394 | 730.876 | 540.327 | 38.525 | 180.749
734 | 0 | 506.969 | 1011.394 | 735.24 | 745.389 | 61.943 | 157.331
735 | 0 | 471.517 | 1011.394 | 770.692 | 913.523 | 62.499 | 156.775
736 | 0 | 404.064 | 1011.394 | 838.145 | 1011.394 | 79.754 | 139.52
737 | 0 | 296.625 | 839.409 | 773.6 | 1011.394 | 115.069 | 104.205
738 | 0 | 152.064 | 0 | 57.375 | 951.628 | 172.539 | 26.429
739 | 0 | 3.148 | 0 | 195.623 | 747.854 | 188.833 | 0
740 | 0 | 0 | 0 | 163.207 | 577.846 | 155.047 | 0
741 | 0 | 0 | 0 | 103.001 | 470.554 | 97.851 | 0
742 | 0 | 0 | 0 | 37.633 | 431.353 | 35.751 | 0
743 | 0 | 0 | 0 | 12.331 | 418.509 | 11.714 | 0
744 | 0 | 0 | 0 | 14.056 | 403.867 | 13.353 | 0
745 | 0 | 0 | 0 | 13.232 | 390.084 | 12.57 | 0
746 | 0 | 0 | 0 | 12.488 | 377.076 | 11.864 | 0
747 | 0 | 0 | 0 | 14.864 | 361.592 | 14.121 | 0
748 | 0 | 0 | 0 | 18.301 | 342.529 | 17.386 | 0
749 | 0 | 0 | 0 | 34.912 | 306.162 | 33.166 | 0
750 | 0 | 0 | 0 | 69.439 | 233.83 | 65.967 | 0
751 | 0 | 0.301 | 0 | 134.141 | 94.099 | 127.72 | 0
752 | 0 | 74.572 | 0 | 90.335 | 0 | 156.662 | 0
753 | 0 | 200.518 | 0 | 0 | 0 | 114.999 | 75.493
754 | 0 | 326.878 | 1011.394 | 915.331 | 17.468 | 54.475 | 164.799
755 | 0 | 412.433 | 1011.394 | 829.776 | 124.056 | 37.31 | 181.964
756 | 0 | 471.049 | 1011.394 | 771.16 | 291.702 | 38.208 | 181.066
757 | 0 | 491.534 | 1011.394 | 750.675 | 480.688 | 39.848 | 179.426
758 | 0 | 482.852 | 1011.394 | 759.357 | 660.629 | 42.4 | 176.874
759 | 0 | 451.795 | 220.98 | 0 | 872.77 | 62.756 | 156.518
760 | 0 | 387.738 | 304.13 | 147.207 | 1011.394 | 80.36 | 138.914
761 | 0 | 285.791 | 701.227 | 646.251 | 1011.394 | 116.315 | 102.959
762 | 0 | 148.24 | 0 | 82.575 | 925.378 | 149.271 | 70.004
763 | 0 | 3.16 | 0 | 173.462 | 744.688 | 167.791 | 0
764 | 0 | 0 | 0 | 164.473 | 573.362 | 146.522 | 9.728
765 | 0 | 0 | 0 | 93.807 | 475.647 | 89.116 | 0
766 | 0 | 0 | 0 | 38.696 | 435.339 | 36.761 | 0
767 | 0 | 0 | 0 | 15.522 | 419.17 | 14.746 | 0
768 | 0 | 0 | 0 | 10.867 | 407.85 | 10.324 | 0
769 | 0 | 0 | 0 | 14.167 | 393.093 | 13.458 | 0
770 | 0 | 0 | 0 | 13.33 | 379.207 | 12.664 | 0
771 | 0 | 0 | 0 | 19.047 | 359.367 | 18.095 | 0
772 | 0 | 0 | 0 | 22.924 | 335.487 | 21.778 | 0
773 | 0 | 0 | 0 | 35.254 | 298.764 | 33.492 | 0
774 | 0 | 0 | 0 | 69.691 | 226.169 | 66.206 | 0
775 | 0 | 0.296 | 0 | 133.548 | 87.056 | 127.153 | 0
776 | 0 | 71.725 | 0 | 83.574 | 0 | 147.534 | 0
777 | 0 | 194.391 | 0 | 0 | 0 | 121.858 | 62.814
778 | 0 | 319.238 | 569.762 | 481.339 | 45.576 | 65.346 | 153.928
779 | 0 | 401.466 | 1011.394 | 840.743 | 140.741 | 36.663 | 182.611
780 | 0 | 457.098 | 1011.394 | 785.111 | 293.855 | 42.106 | 177.168
781 | 0 | 470.796 | 1011.394 | 771.413 | 461.238 | 51.024 | 168.25
782 | 0 | 465.5 | 234.685 | 0 | 686.535 | 43.17 | 176.104
783 | 0 | 440.59 | 1011.394 | 801.619 | 822.453 | 56.939 | 162.336
784 | 0 | 379.733 | 148.918 | 0 | 965.414 | 82.686 | 136.588
785 | 0 | 278.71 | 47.895 | 0 | 1011.394 | 100.228 | 119.046
786 | 0 | 142.611 | 0 | 88.204 | 919.515 | 144.979 | 74.295
787 | 0 | 3.062 | 0 | 165.091 | 747.545 | 159.746 | 0
788 | 0 | 0 | 0 | 218.557 | 519.881 | 135.517 | 72.112
789 | 0 | 0 | 0 | 92.818 | 423.196 | 88.177 | 0
790 | 0 | 0 | 0 | 29.682 | 392.278 | 28.198 | 0
791 | 0 | 0 | 0 | 16.099 | 375.508 | 15.294 | 0
792 | 0 | 0 | 0 | 12.514 | 362.473 | 11.888 | 0
793 | 0 | 0 | 0 | 14.187 | 347.695 | 13.478 | 0
794 | 0 | 0 | 0 | 13.64 | 333.487 | 12.958 | 0
795 | 0 | 0 | 0 | 16.135 | 316.679 | 15.328 | 0
796 | 0 | 0 | 0 | 20.528 | 295.296 | 19.502 | 0
797 | 0 | 0 | 0 | 43.519 | 249.963 | 41.343 | 0
798 | 0 | 0 | 0 | 81.776 | 164.78 | 77.687 | 0
799 | 0 | 0.281 | 0 | 110.033 | 50.162 | 104.798 | 0
800 | 0 | 70.612 | 0 | 48.156 | 0 | 112.829 | 0
801 | 0 | 194.769 | 0 | 0 | 0 | 100.505 | 84.526
802 | 0 | 317.381 | 108.306 | 21.741 | 81.327 | 83.604 | 135.67
803 | 0 | 401.272 | 1011.394 | 840.937 | 176.289 | 61.146 | 158.128
804 | 0 | 459.162 | 1011.394 | 783.046 | 331.554 | 59.571 | 159.704
805 | 0 | 477.153 | 1011.394 | 765.056 | 505.559 | 76.035 | 143.239
806 | 0 | 473.577 | 1011.394 | 768.632 | 675.838 | 74.282 | 144.992
807 | 0 | 444.615 | 1011.394 | 797.593 | 815.95 | 86.228 | 133.046
808 | 0 | 382.736 | 151.921 | 0 | 961.794 | 89.988 | 129.287
809 | 0 | 282.482 | 51.667 | 0 | 1011.394 | 119.66 | 99.614
810 | 0 | 145.892 | 0 | 84.923 | 922.933 | 166.179 | 53.095
811 | 0 | 3.362 | 0 | 162.182 | 753.993 | 157.267 | 0
812 | 0 | 0 | 0 | 206.102 | 539.304 | 114.715 | 81.081
813 | 0 | 0 | 0 | 69.053 | 467.373 | 65.601 | 0
814 | 0 | 0 | 0 | 32.521 | 433.496 | 30.895 | 0
815 | 0 | 0 | 0 | 18.864 | 413.847 | 17.92 | 0
816 | 0 | 0 | 0 | 10.108 | 403.318 | 9.602 | 0
817 | 0 | 0 | 0 | 13.789 | 388.954 | 13.1 | 0
818 | 0 | 0 | 0 | 16.316 | 371.958 | 15.5 | 0
819 | 0 | 0 | 0 | 19.676 | 351.462 | 18.692 | 0
820 | 0 | 0 | 0 | 24.956 | 325.466 | 23.709 | 0
821 | 0 | 0 | 0 | 44.1 | 279.528 | 41.895 | 0
822 | 0 | 0 | 0 | 76.123 | 200.234 | 72.317 | 0
823 | 0 | 0.3 | 0 | 120.322 | 74.899 | 114.591 | 0
824 | 0 | 68.578 | 0 | 71.903 | 0 | 133.456 | 0
825 | 0 | 194.84 | 0 | 0 | 0 | 99.959 | 85.139
826 | 0 | 321.05 | 431.799 | 341.564 | 58.731 | 91.588 | 127.686
827 | 0 | 409.955 | 1011.394 | 832.254 | 162.738 | 68.698 | 150.576
828 | 0 | 472.141 | 1011.394 | 770.068 | 331.522 | 65.774 | 153.501
829 | 0 | 494.399 | 1011.394 | 747.81 | 523.492 | 65 | 154.274
830 | 0 | 487.899 | 1011.394 | 754.31 | 708.691 | 66.123 | 153.151
831 | 0 | 454.936 | 1011.394 | 787.273 | 859.553 | 89.64 | 129.634
832 | 0 | 388.983 | 158.168 | 0 | 1011.394 | 102.379 | 116.895
833 | 0 | 286.136 | 705.631 | 650.31 | 1011.394 | 145.544 | 73.731
834 | 0 | 146.307 | 0 | 84.508 | 923.364 | 159.957 | 59.317
835 | 0 | 3.378 | 0 | 161.059 | 755.595 | 156.215 | 0
836 | 0 | 0 | 0 | 166.789 | 581.856 | 124.926 | 33.524
837 | 0 | 0 | 0 | 79.272 | 499.28 | 75.309 | 0
838 | 0 | 0 | 0 | 42.303 | 455.215 | 40.188 | 0
839 | 0 | 0 | 0 | 22.52 | 431.756 | 21.394 | 0
840 | 0 | 0 | 0 | 12.938 | 418.279 | 12.292 | 0
841 | 0 | 0 | 0 | 15.494 | 402.14 | 14.719 | 0
842 | 0 | 0 | 0 | 16.817 | 384.622 | 15.976 | 0
843 | 0 | 0 | 0 | 15.284 | 368.701 | 14.52 | 0
844 | 0 | 0 | 0 | 20.586 | 347.257 | 19.557 | 0
845 | 0 | 0 | 0 | 35.935 | 309.825 | 34.138 | 0
846 | 0 | 0 | 0 | 77.768 | 228.817 | 73.879 | 0
847 | 0 | 0.313 | 0 | 139.708 | 83.288 | 133.02 | 0
848 | 0 | 69.534 | 0 | 79.957 | 0 | 142.016 | 0
849 | 0 | 194.915 | 0 | 0 | 0 | 143.17 | 42
850 | 0 | 321.542 | 1011.394 | 920.667 | 11.91 | 73.973 | 145.301
851 | 0 | 408.981 | 1011.394 | 833.228 | 114.903 | 39.324 | 179.95
852 | 0 | 471.401 | 1011.394 | 770.808 | 282.917 | 42.841 | 176.433
853 | 0 | 493.567 | 1011.394 | 748.642 | 474.019 | 39.85 | 179.424
854 | 0 | 489.511 | 1011.394 | 752.698 | 660.897 | 55.551 | 163.723
855 | 0 | 460.174 | 397.222 | 167.862 | 867.374 | 52.777 | 166.497
856 | 0 | 393.845 | 1011.394 | 848.364 | 954.6 | 81.505 | 137.769
857 | 0 | 289.976 | 59.161 | 0 | 1011.394 | 100.287 | 118.987
858 | 0 | 148.982 | 0 | 65.31 | 943.362 | 148.26 | 55.318
859 | 0 | 3.553 | 0 | 182.032 | 753.745 | 176.306 | 0
860 | 0 | 0 | 0 | 162.403 | 584.575 | 154.283 | 0
861 | 0 | 0 | 0 | 95.639 | 484.951 | 90.857 | 0
862 | 0 | 0 | 0 | 45.928 | 437.11 | 43.631 | 0
863 | 0 | 0 | 0 | 16.495 | 419.928 | 15.67 | 0
864 | 0 | 0 | 0 | 11.494 | 407.955 | 10.919 | 0
865 | 0 | 0 | 0 | 14.398 | 392.957 | 13.678 | 0
866 | 0 | 0 | 0 | 14.954 | 377.38 | 14.206 | 0
867 | 0 | 0 | 0 | 14.506 | 362.27 | 13.781 | 0
868 | 0 | 0 | 0 | 22.833 | 338.485 | 21.692 | 0
869 | 0 | 0 | 0 | 31.138 | 306.049 | 29.582 | 0
870 | 0 | 0 | 0 | 68.56 | 234.633 | 65.132 | 0
871 | 0 | 0.318 | 0 | 130.107 | 99.105 | 123.904 | 0
872 | 0 | 69.895 | 0 | 95.14 | 0 | 156.783 | 0
873 | 0 | 196.079 | 0 | 0 | 0 | 135.18 | 51.094
874 | 0 | 321.956 | 1011.394 | 920.253 | 12.341 | 68.187 | 151.087
875 | 0 | 411.234 | 1011.394 | 830.975 | 117.68 | 39.329 | 179.945
876 | 0 | 473.435 | 1011.394 | 768.774 | 287.812 | 34.448 | 184.826
877 | 0 | 493.123 | 1011.394 | 749.086 | 478.453 | 42.959 | 176.315
878 | 0 | 486.643 | 1011.394 | 755.566 | 662.343 | 48.496 | 170.778
879 | 0 | 454.973 | 224.158 | 0 | 877.535 | 64.392 | 154.882
880 | 0 | 388.488 | 372.048 | 214.375 | 1011.394 | 93.519 | 125.755
881 | 0 | 285.743 | 700.618 | 645.69 | 1011.394 | 121.514 | 97.761
882 | 0 | 148.297 | 0 | 74.314 | 933.983 | 165.029 | 46.452
883 | 0 | 3.73 | 0 | 182.476 | 743.904 | 176.896 | 0
884 | 0 | 0 | 0 | 150.8 | 586.82 | 143.26 | 0
885 | 0 | 0 | 0 | 89.484 | 493.608 | 85.01 | 0
886 | 0 | 0 | 0 | 38.221 | 453.794 | 36.31 | 0
887 | 0 | 0 | 0 | 18.784 | 434.227 | 17.845 | 0
888 | 0 | 0 | 0 | 12.225 | 421.493 | 11.613 | 0
889 | 0 | 0 | 0 | 13.874 | 407.041 | 13.18 | 0
890 | 0 | 0 | 0 | 15.419 | 390.979 | 14.648 | 0
891 | 0 | 0 | 0 | 16.263 | 374.039 | 15.45 | 0
892 | 0 | 0 | 0 | 22.771 | 350.319 | 21.632 | 0
893 | 0 | 0 | 0 | 39.377 | 309.301 | 37.408 | 0
894 | 0 | 0 | 0 | 68.454 | 237.995 | 65.032 | 0
895 | 0 | 0.347 | 0 | 136.302 | 96.013 | 129.817 | 0
896 | 0 | 67.945 | 0 | 92.173 | 0 | 152.111 | 0
897 | 0 | 190.574 | 0 | 0 | 0 | 121.44 | 59.605
898 | 0 | 315.565 | 1011.394 | 926.644 | 5.684 | 68.191 | 151.084
899 | 0 | 404.422 | 1011.394 | 837.787 | 103.927 | 49.944 | 169.331
900 | 0 | 462.328 | 1011.394 | 779.881 | 262.49 | 37.264 | 182.01
901 | 0 | 480.574 | 1011.394 | 761.635 | 440.058 | 38.309 | 180.965
902 | 0 | 476.182 | 1011.394 | 766.027 | 613.052 | 44.443 | 174.831
903 | 0 | 447.772 | 279.862 | 62.905 | 816.193 | 58.39 | 160.884
904 | 0 | 383.019 | 152.204 | 0 | 962.309 | 83.254 | 136.02
905 | 0 | 281.945 | 51.13 | 0 | 1011.394 | 112.462 | 106.813
906 | 0 | 144.56 | 0 | 73.919 | 934.395 | 161.887 | 45.667
907 | 0 | 3.741 | 0 | 165.475 | 762.026 | 160.755 | 0
908 | 0 | 0 | 0 | 174.279 | 580.485 | 165.565 | 0
909 | 0 | 0 | 0 | 111.78 | 464.047 | 106.191 | 0
910 | 0 | 0 | 0 | 42.018 | 420.278 | 39.917 | 0
911 | 0 | 0 | 0 | 16.194 | 403.41 | 15.384 | 0
912 | 0 | 0 | 0 | 9.907 | 393.09 | 9.411 | 0
913 | 0 | 0 | 0 | 12.677 | 379.885 | 12.043 | 0
914 | 0 | 0 | 0 | 14.247 | 365.044 | 13.535 | 0
915 | 0 | 0 | 0 | 14.551 | 349.887 | 13.824 | 0
916 | 0 | 0 | 0 | 17.243 | 331.925 | 16.381 | 0
917 | 0 | 0 | 0 | 41.246 | 288.961 | 39.183 | 0
918 | 0 | 0 | 0 | 65.265 | 220.977 | 62.002 | 0
919 | 0 | 0.353 | 0 | 118.269 | 97.78 | 112.691 | 0
920 | 0 | 66.399 | 0 | 93.869 | 0 | 152.254 | 0
921 | 0 | 188.329 | 0 | 0 | 0 | 123.083 | 55.83
922 | 0 | 309.77 | 1007.073 | 928.119 | 0 | 61.549 | 157.725
923 | 0 | 393.899 | 1011.394 | 848.31 | 87.282 | 39.406 | 179.868
924 | 0 | 454.472 | 1011.394 | 787.737 | 237.661 | 35.424 | 183.851
925 | 0 | 475.378 | 1011.394 | 766.831 | 409.817 | 53.268 | 166.006
926 | 0 | 471.934 | 241.119 | 0 | 641.291 | 44.118 | 175.156
927 | 0 | 444.361 | 213.546 | 0 | 846.295 | 59.668 | 159.606
928 | 0 | 380.042 | 460.669 | 311.442 | 964.119 | 82.401 | 136.873
929 | 0 | 280.06 | 49.245 | 0 | 1011.394 | 109.146 | 110.129
930 | 0 | 145.333 | 0 | 85.482 | 922.35 | 141.467 | 77.807
931 | 0 | 3.725 | 0 | 164.421 | 751.078 | 159.739 | 0
932 | 0 | 0 | 0 | 168.823 | 575.221 | 142.832 | 17.549
933 | 0 | 0 | 0 | 115.517 | 454.891 | 109.741 | 0
934 | 0 | 0 | 0 | 40.152 | 413.066 | 38.144 | 0
935 | 0 | 0 | 0 | 12.841 | 399.69 | 12.199 | 0
936 | 0 | 0 | 0 | 12.639 | 386.524 | 12.007 | 0
937 | 0 | 0 | 0 | 13.995 | 371.946 | 13.296 | 0
938 | 0 | 0 | 0 | 15.017 | 356.303 | 14.267 | 0
939 | 0 | 0 | 0 | 14.728 | 340.961 | 13.991 | 0
940 | 0 | 0 | 0 | 19.956 | 320.174 | 18.958 | 0
941 | 0 | 0 | 0 | 29.66 | 289.279 | 28.177 | 0
942 | 0 | 0 | 0 | 71.453 | 214.849 | 67.88 | 0
943 | 0 | 0.382 | 0 | 120.453 | 89.377 | 114.793 | 0
944 | 0 | 66.246 | 0 | 85.802 | 0 | 144.446 | 0
945 | 0 | 188.916 | 0 | 0 | 0 | 118.401 | 61.069
946 | 0 | 309.347 | 1001.679 | 923.147 | 0 | 60.663 | 158.612
947 | 0 | 392.333 | 161.518 | 0 | 155.058 | 43.202 | 176.072
948 | 0 | 452.912 | 1011.394 | 789.297 | 303.811 | 30.701 | 188.573
949 | 0 | 473.721 | 454.389 | 211.483 | 519.73 | 31.812 | 187.462
950 | 0 | 469.695 | 1011.394 | 772.514 | 685.966 | 39.754 | 179.52
951 | 0 | 441.389 | 1011.394 | 800.82 | 822.716 | 50.909 | 168.366
952 | 0 | 378.807 | 147.992 | 0 | 964.789 | 77.167 | 142.107
953 | 0 | 279.362 | 48.547 | 0 | 1011.394 | 101.166 | 118.108
954 | 0 | 144.662 | 0 | 86.153 | 921.651 | 160.507 | 58.767
955 | 0 | 3.741 | 0 | 183.569 | 730.433 | 177.944 | 0
956 | 0 | 0 | 0 | 206.937 | 514.874 | 143.237 | 53.353
957 | 0 | 0 | 0 | 99.323 | 411.413 | 94.357 | 0
958 | 0 | 0 | 0 | 35.082 | 374.869 | 33.328 | 0
959 | 0 | 0 | 0 | 13.712 | 360.586 | 13.026 | 0
960 | 0 | 0 | 0 | 11.196 | 348.924 | 10.636 | 0
961 | 0 | 0 | 0 | 11.399 | 337.049 | 10.829 | 0
962 | 0 | 0 | 0 | 13.293 | 323.203 | 12.628 | 0
963 | 0 | 0 | 0 | 20.455 | 301.896 | 19.432 | 0
964 | 0 | 0 | 0 | 22.228 | 278.741 | 21.117 | 0
965 | 0 | 0 | 0 | 41.633 | 235.374 | 39.551 | 0
966 | 0 | 0 | 0 | 66.972 | 165.612 | 63.623 | 0
967 | 0 | 0.407 | 0 | 92.315 | 69.45 | 88.086 | 0
968 | 0 | 66.937 | 0 | 66.672 | 0 | 126.929 | 0
969 | 0 | 191.77 | 0 | 0 | 0 | 127.249 | 54.933
970 | 0 | 315.857 | 1011.394 | 926.351 | 5.989 | 74.056 | 145.218
971 | 0 | 400.682 | 1011.394 | 841.527 | 100.337 | 59.999 | 159.276
972 | 0 | 463.939 | 1011.394 | 778.27 | 260.577 | 64.536 | 154.739
973 | 0 | 489.13 | 1011.394 | 753.078 | 447.059 | 63.116 | 156.158
974 | 0 | 485.513 | 1011.394 | 756.696 | 629.772 | 76.73 | 142.544
975 | 0 | 455.866 | 635.496 | 410.445 | 812.301 | 92.17 | 127.104
976 | 0 | 388.675 | 157.86 | 0 | 963.846 | 109.847 | 109.427
977 | 0 | 280.344 | 49.529 | 0 | 1011.394 | 141.929 | 77.345
978 | 0 | 148.579 | 0 | 82.236 | 925.732 | 164.96 | 54.314
979 | 0 | 3.887 | 0 | 160.504 | 758.539 | 156.172 | 0
980 | 0 | 0 | 0 | 230.815 | 518.107 | 101.387 | 117.887
981 | 0 | 0 | 0 | 99.243 | 414.729 | 67.31 | 26.971
982 | 0 | 0 | 0 | 34.809 | 378.47 | 33.068 | 0
983 | 0 | 0 | 0 | 19.019 | 358.659 | 18.068 | 0
984 | 0 | 0 | 0 | 12.125 | 346.028 | 11.519 | 0
985 | 0 | 0 | 0 | 12.566 | 332.939 | 11.937 | 0
986 | 0 | 0 | 0 | 14.091 | 318.26 | 13.387 | 0
987 | 0 | 0 | 0 | 14.137 | 303.534 | 13.431 | 0
988 | 0 | 0 | 0 | 23.627 | 278.923 | 22.445 | 0
989 | 0 | 0 | 0 | 43.795 | 233.303 | 41.605 | 0
990 | 0 | 0 | 0 | 78.305 | 151.735 | 74.39 | 0
991 | 0 | 0.4 | 0 | 89.433 | 58.576 | 85.341 | 0
992 | 0 | 66.546 | 0 | 56.233 | 0 | 116.64 | 0
993 | 0 | 191.559 | 0 | 0 | 0 | 104.718 | 77.263
994 | 0 | 319.039 | 1011.394 | 923.17 | 9.303 | 91.565 | 127.709
995 | 0 | 409.454 | 1011.394 | 832.755 | 112.788 | 66.347 | 152.928
996 | 0 | 466.705 | 235.89 | 0 | 339.242 | 69.136 | 150.138
997 | 0 | 485.632 | 1011.394 | 756.577 | 522.08 | 63.076 | 156.198
998 | 0 | 480.864 | 1011.394 | 761.345 | 699.95 | 67.881 | 151.393
999 | 0 | 451.661 | 608.883 | 388.037 | 880.272 | 88.967 | 130.307
1000 | 0 | 386.252 | 1011.394 | 855.957 | 959.588 | 100.77 | 118.504
1001 | 0 | 284.779 | 53.964 | 0 | 1011.394 | 134.469 | 84.806
1002 | 0 | 147.759 | 0 | 83.056 | 924.877 | 136.795 | 82.479
1003 | 0 | 3.912 | 0 | 136.699 | 782.482 | 133.581 | 0
1004 | 0 | 0 | 0 | 172.735 | 602.55 | 101.598 | 62.5
1005 | 0 | 0 | 0 | 75.372 | 524.038 | 71.603 | 0
1006 | 0 | 0 | 0 | 56.127 | 465.572 | 53.321 | 0
1007 | 0 | 0 | 0 | 19.325 | 445.441 | 18.359 | 0
1008 | 0 | 0 | 0 | 11.067 | 433.913 | 10.514 | 0
1009 | 0 | 0 | 0 | 11.557 | 421.874 | 10.98 | 0
1010 | 0 | 0 | 0 | 13.108 | 408.22 | 12.453 | 0
1011 | 0 | 0 | 0 | 13.771 | 393.875 | 13.082 | 0
1012 | 0 | 0 | 0 | 17.337 | 375.815 | 16.471 | 0
1013 | 0 | 0 | 0 | 32.182 | 342.293 | 30.573 | 0
1014 | 0 | 0 | 0 | 79.577 | 259.4 | 75.598 | 0
1015 | 0 | 0.462 | 0 | 136.244 | 117.479 | 129.87 | 0
1016 | 0 | 65.561 | 0 | 112.78 | 0 | 169.424 | 0
1017 | 0 | 191.436 | 0 | 0 | 0 | 131.637 | 50.227
1018 | 0 | 315.916 | 1011.394 | 926.293 | 6.05 | 81.69 | 137.584
1019 | 0 | 395.385 | 1011.394 | 846.824 | 94.879 | 42.167 | 177.107
1020 | 0 | 456.764 | 1011.394 | 785.445 | 247.646 | 32.557 | 186.718
1021 | 0 | 471.782 | 1011.394 | 770.427 | 416.056 | 35.711 | 183.564
1022 | 0 | 467.416 | 443.61 | 207.009 | 626.288 | 44.319 | 174.956
1023 | 0 | 438.358 | 207.543 | 0 | 825.529 | 53.593 | 165.681
1024 | 0 | 377.363 | 146.548 | 0 | 966.215 | 83.83 | 135.444
1025 | 0 | 277.876 | 47.061 | 0 | 1011.394 | 128.048 | 91.226
1026 | 0 | 144.639 | 0 | 74.862 | 933.413 | 166.307 | 42.218
1027 | 0 | 3.91 | 0 | 175.019 | 751.101 | 169.982 | 0
1028 | 0 | 0 | 0 | 167.966 | 576.137 | 159.567 | 0
1029 | 0 | 0 | 0 | 93.097 | 479.161 | 88.442 | 0
1030 | 0 | 0 | 0 | 38.373 | 439.189 | 36.455 | 0
1031 | 0 | 0 | 0 | 14.471 | 424.114 | 13.748 | 0
1032 | 0 | 0 | 0 | 12.094 | 411.516 | 11.49 | 0
1033 | 0 | 0 | 0 | 12.861 | 398.119 | 12.218 | 0
1034 | 0 | 0 | 0 | 13.727 | 383.82 | 13.041 | 0
1035 | 0 | 0 | 0 | 15.67 | 367.496 | 14.887 | 0
1036 | 0 | 0 | 0 | 17.491 | 349.276 | 16.617 | 0
1037 | 0 | 0 | 0 | 36.404 | 311.356 | 34.584 | 0
1038 | 0 | 0 | 0 | 72.276 | 236.068 | 68.663 | 0
1039 | 0 | 0.471 | 0 | 131.152 | 99.452 | 125.041 | 0
1040 | 0 | 61.497 | 0 | 95.474 | 0 | 149.122 | 0
1041 | 0 | 186.504 | 0 | 0 | 0 | 107.884 | 69.295
1042 | 0 | 308.706 | 993.507 | 915.616 | 0 | 51.077 | 168.198
1043 | 0 | 387.291 | 156.476 | 0 | 150.217 | 37.82 | 181.454
1044 | 0 | 441.75 | 210.935 | 0 | 352.715 | 43.779 | 175.495
1045 | 0 | 462.768 | 231.953 | 0 | 575.389 | 46.165 | 173.109
1046 | 0 | 464.066 | 1011.394 | 778.143 | 735.762 | 49.35 | 169.924
1047 | 0 | 437.699 | 1011.394 | 804.51 | 868.669 | 55.112 | 164.163
1048 | 0 | 374.065 | 143.25 | 0 | 1006.189 | 82.217 | 137.057
1049 | 0 | 276.003 | 512.639 | 467.452 | 1011.394 | 109.133 | 110.141
1050 | 0 | 143.013 | 0 | 16.538 | 994.166 | 151.574 | 0
1051 | 0 | 3.965 | 0 | 182.632 | 803.925 | 177.267 | 0
1052 | 0 | 0 | 0 | 157.19 | 640.185 | 149.33 | 0
1053 | 0 | 0 | 0 | 105.429 | 530.363 | 100.158 | 0
1054 | 0 | 0 | 0 | 45.866 | 482.585 | 43.573 | 0
1055 | 0 | 0 | 0 | 18.395 | 463.424 | 17.476 | 0
1056 | 0 | 0 | 0 | 9.714 | 453.304 | 9.229 | 0
1057 | 0 | 0 | 0 | 12.235 | 440.56 | 11.623 | 0
1058 | 0 | 0 | 0 | 14.918 | 425.021 | 14.172 | 0
1059 | 0 | 0 | 0 | 15.2 | 409.187 | 14.44 | 0
1060 | 0 | 0 | 0 | 20.125 | 388.224 | 19.119 | 0
1061 | 0 | 0 | 0 | 34.745 | 352.031 | 33.008 | 0
1062 | 0 | 0 | 0 | 78.677 | 270.076 | 74.743 | 0
1063 | 0.552 | 0.481 | 0 | 155.38 | 108.221 | 148.62 | 0
1064 | 0 | 61.408 | 0 | 103.892 | 0 | 157.036 | 0
1065 | 0 | 184.57 | 0 | 0 | 0 | 134.716 | 40.625
1066 | 0 | 307.673 | 980.33 | 903.472 | 0 | 70.725 | 148.549
1067 | 0 | 387.694 | 1011.394 | 854.515 | 80.818 | 39.33 | 179.944
1068 | 0 | 442.58 | 376.694 | 164.929 | 270.643 | 47.113 | 172.161
1069 | 0 | 463.411 | 232.596 | 0 | 493.936 | 41.07 | 178.204
1070 | 0 | 460.451 | 1011.394 | 781.758 | 650.543 | 46.262 | 173.012
1071 | 0 | 429.812 | 198.997 | 0 | 841.58 | 61.8 | 157.474
1072 | 0 | 367.889 | 137.074 | 0 | 973.171 | 71.35 | 147.924
1073 | 0 | 270.63 | 39.815 | 0 | 1011.394 | 101.785 | 117.489
1074 | 0 | 137.521 | 0 | 31.464 | 978.618 | 160.536 | 0
1075 | 0 | 4.143 | 0 | 196.642 | 773.783 | 190.745 | 0
1076 | 0 | 0 | 0 | 159.994 | 607.123 | 151.994 | 0
1077 | 0 | 0 | 0 | 100.675 | 502.253 | 95.641 | 0
1078 | 0 | 0 | 0 | 35.339 | 465.442 | 33.572 | 0
1079 | 0 | 0 | 0 | 13.701 | 451.17 | 13.016 | 0
1080 | 0 | 0 | 0 | 11.932 | 438.741 | 11.335 | 0
1081 | 0 | 0 | 0 | 14.268 | 423.879 | 13.554 | 0
1082 | 0 | 0 | 0 | 13.788 | 409.517 | 13.098 | 0
1083 | 0 | 0 | 0 | 16.394 | 392.44 | 15.574 | 0
1084 | 0 | 0 | 0 | 21.16 | 370.399 | 20.102 | 0
1085 | 0 | 0 | 0 | 34.243 | 334.729 | 32.531 | 0
1086 | 0 | 0 | 0 | 71.392 | 260.362 | 67.823 | 0
1087 | 9.342 | 0.555 | 0 | 137.165 | 117.482 | 140.176 | 0
1088 | 0 | 56.02 | 0 | 112.782 | 0 | 160.362 | 0
1089 | 0 | 171.886 | 0 | 0 | 0 | 117.434 | 45.857
1090 | 0 | 301.712 | 70.897 | 0 | 68.061 | 65.657 | 153.617
1091 | 0 | 375.267 | 749.361 | 604.909 | 157.334 | 37.793 | 181.482
1092 | 0 | 429.314 | 198.499 | 0 | 347.893 | 35.592 | 183.682
1093 | 0 | 451.441 | 1011.394 | 790.768 | 495.115 | 45.726 | 173.549
1094 | 0 | 455.966 | 225.151 | 0 | 711.26 | 52.283 | 166.991
1095 | 0 | 430.626 | 1011.394 | 811.582 | 836.8 | 60.505 | 158.769
1096 | 0 | 369.896 | 139.081 | 0 | 970.318 | 79.075 | 140.199
1097 | 0 | 273.602 | 42.787 | 0 | 1011.394 | 97.572 | 121.702
1098 | 0 | 138.081 | 0 | 32.735 | 977.295 | 155.429 | 6.846
1099 | 0 | 4.244 | 0 | 194.072 | 775.137 | 188.4 | 0
1100 | 0 | 0 | 0 | 162.109 | 606.274 | 154.003 | 0
1101 | 0 | 0 | 0 | 113.579 | 487.962 | 107.9 | 0
1102 | 0 | 0 | 0 | 42.288 | 443.912 | 40.173 | 0
1103 | 0 | 0 | 0 | 18.822 | 424.306 | 17.881 | 0
1104 | 0 | 0 | 0 | 10.119 | 413.765 | 9.613 | 0
1105 | 0 | 0 | 0 | 12.714 | 400.522 | 12.078 | 0
1106 | 0 | 0 | 0 | 12.683 | 387.31 | 12.049 | 0
1107 | 0 | 0 | 0 | 22.881 | 363.476 | 21.736 | 0
1108 | 0 | 0 | 0 | 25.624 | 336.784 | 24.343 | 0
1109 | 0 | 0 | 0 | 36.24 | 299.035 | 34.428 | 0
1110 | 0 | 0 | 0 | 65.492 | 230.813 | 62.218 | 0
1111 | 0 | 0.486 | 0 | 135.102 | 90.082 | 128.809 | 0
1112 | 0 | 57.905 | 0 | 86.478 | 0 | 137.165 | 0
1113 | 0 | 178.087 | 0 | 0 | 0 | 103.005 | 66.178
1114 | 0 | 298.922 | 68.107 | 0 | 65.383 | 48.245 | 171.03
1115 | 0 | 379.424 | 1011.394 | 862.785 | 137.586 | 40.307 | 178.967
1116 | 0 | 436.22 | 1011.394 | 805.989 | 268.953 | 34.063 | 185.211
1117 | 0 | 455.515 | 224.7 | 0 | 484.665 | 38.002 | 181.272
1118 | 0 | 452.538 | 221.723 | 0 | 697.519 | 37.479 | 181.795
1119 | 0 | 425.932 | 229.061 | 33.944 | 882.059 | 52.397 | 166.877
1120 | 0 | 347.083 | 116.268 | 0 | 993.676 | 79.765 | 139.509
1121 | 0 | 249.271 | 18.456 | 0 | 1011.394 | 99.567 | 119.708
1122 | 0 | 130.767 | 0 | 100.048 | 907.177 | 152.168 | 67.106
1123 | 0 | 3.902 | 0 | 179.662 | 720.028 | 174.386 | 0
1124 | 0 | 0 | 0 | 150.468 | 563.291 | 142.945 | 0
1125 | 0 | 0 | 0 | 130.769 | 427.073 | 102.809 | 21.422
1126 | 0 | 0 | 0 | 43.906 | 381.338 | 41.711 | 0
1127 | 0 | 0 | 0 | 14.216 | 366.53 | 13.505 | 0
1128 | 0 | 0 | 0 | 13.448 | 352.521 | 12.776 | 0
1129 | 0 | 0 | 0 | 11.675 | 340.36 | 11.091 | 0
1130 | 0 | 0 | 0 | 13.662 | 326.129 | 12.978 | 0
1131 | 0 | 0 | 0 | 16.23 | 309.223 | 15.419 | 0
1132 | 0 | 0 | 0 | 24.107 | 284.111 | 22.902 | 0
1133 | 0 | 0 | 0 | 42.186 | 240.167 | 40.077 | 0
1134 | 0 | 0 | 0 | 68.338 | 168.981 | 64.921 | 0
1135 | 0 | 0.487 | 0 | 103.558 | 61.109 | 98.843 | 0
1136 | 0 | 55.741 | 0 | 58.664 | 0 | 108.685 | 0
1137 | 0 | 174.585 | 0 | 0 | 0 | 96.26 | 69.596
1138 | 0 | 294.589 | 813.448 | 749.674 | 0 | 87.244 | 132.03
1139 | 0 | 371.974 | 141.159 | 0 | 135.512 | 65.952 | 153.322
1140 | 0 | 427.595 | 196.78 | 0 | 324.421 | 54.861 | 164.413
1141 | 0 | 446.893 | 216.078 | 0 | 531.856 | 65.059 | 154.215
1142 | 0 | 441.273 | 833.213 | 622.755 | 683.037 | 78.161 | 141.113
1143 | 0 | 421.02 | 190.205 | 0 | 865.634 | 95.383 | 123.891
1144 | 0 | 350.251 | 119.436 | 0 | 980.293 | 103.049 | 116.226
1145 | 0 | 263.212 | 32.397 | 0 | 1011.394 | 119.139 | 100.136
1146 | 0 | 122.312 | 0 | 108.503 | 898.37 | 131.523 | 87.751
1147 | 0 | 3.803 | 0 | 146.637 | 745.623 | 142.918 | 0
1148 | 0 | 0 | 0 | 230.815 | 505.191 | 107.001 | 112.273
1149 | 0 | 0 | 0 | 81.316 | 420.486 | 62.892 | 14.359
1150 | 0 | 0 | 0 | 33.862 | 385.213 | 32.169 | 0
1151 | 0 | 0 | 0 | 18.872 | 365.554 | 17.929 | 0
1152 | 0 | 0 | 0 | 11.494 | 353.581 | 10.919 | 0
1153 | 0 | 0 | 0 | 14.546 | 338.429 | 13.819 | 0
1154 | 0 | 0 | 0 | 14.085 | 323.757 | 13.381 | 0
1155 | 0 | 0 | 0 | 13.135 | 310.075 | 12.478 | 0
1156 | 0 | 0 | 0 | 19.375 | 289.893 | 18.406 | 0
1157 | 0 | 0 | 0 | 37.479 | 250.852 | 35.605 | 0
1158 | 0 | 0 | 0 | 70.869 | 177.03 | 67.326 | 0
1159 | 0 | 0.564 | 0 | 111.688 | 60.688 | 106.639 | 0
1160 | 0 | 58.008 | 0 | 58.261 | 0 | 110.456 | 0
1161 | 0 | 178.831 | 0 | 0 | 0 | 101.579 | 68.31
1162 | 0 | 298.988 | 68.173 | 0 | 65.446 | 83.612 | 135.663
1163 | 0 | 379.723 | 1011.394 | 862.486 | 137.961 | 69.061 | 150.214
1164 | 0 | 439.5 | 762.765 | 554.08 | 293.049 | 69.85 | 149.424
1165 | 0 | 465.489 | 1011.394 | 776.72 | 454.904 | 68.542 | 150.732
1166 | 0 | 464.473 | 233.658 | 0 | 679.216 | 57.669 | 161.605
1167 | 0 | 435.46 | 204.646 | 0 | 875.676 | 77.334 | 141.94
1168 | 0 | 372.188 | 141.373 | 0 | 1011.394 | 109.151 | 110.124
1169 | 0 | 267.178 | 463.811 | 427.448 | 1011.394 | 136.437 | 82.837
1170 | 0 | 140.805 | 0 | 90.01 | 917.633 | 157.315 | 61.96
1171 | 0 | 4.16 | 0 | 169.032 | 741.558 | 164.532 | 0
1172 | 0 | 0 | 0 | 162.182 | 572.619 | 115.697 | 38.375
1173 | 0 | 0 | 0 | 66.339 | 503.516 | 63.022 | 0
1174 | 0 | 0 | 0 | 41.298 | 460.497 | 39.233 | 0
1175 | 0 | 0 | 0 | 21.24 | 438.373 | 20.178 | 0
1176 | 0 | 0 | 0 | 12.767 | 425.073 | 12.129 | 0
1177 | 0 | 0 | 0 | 15.794 | 408.621 | 15.004 | 0
1178 | 0 | 0 | 0 | 14.904 | 393.096 | 14.159 | 0
1179 | 0 | 0 | 0 | 13.96 | 378.555 | 13.262 | 0
1180 | 0 | 0 | 0 | 18.734 | 359.04 | 17.798 | 0
1181 | 0 | 0 | 0 | 35.588 | 321.969 | 33.808 | 0
1182 | 0 | 0 | 0 | 68.571 | 250.541 | 65.142 | 0
1183 | 0 | 0.67 | 0 | 130.521 | 114.582 | 124.631 | 0
1184 | 0 | 60.893 | 0 | 109.999 | 0 | 162.347 | 0
1185 | 0 | 184.482 | 0 | 0 | 0 | 118.754 | 56.503
1186 | 0 | 308.361 | 989.111 | 911.565 | 0 | 64.606 | 154.668
1187 | 0 | 393.368 | 162.553 | 0 | 156.051 | 37.043 | 182.231
1188 | 0 | 453.921 | 1011.394 | 788.288 | 305.856 | 31.962 | 187.312
1189 | 0 | 476.111 | 1011.394 | 766.097 | 478.776 | 33.639 | 185.635
1190 | 0 | 472.822 | 1011.394 | 769.386 | 648.27 | 55.039 | 164.235
1191 | 0 | 441.818 | 559.409 | 348.405 | 822.38 | 62.354 | 156.921
1192 | 0 | 379.402 | 148.587 | 0 | 965.024 | 72.424 | 146.85
1193 | 0 | 279.117 | 48.302 | 0 | 1011.394 | 101.718 | 117.556
1194 | 0 | 144.325 | 0 | 83.771 | 924.133 | 167.489 | 49.203
1195 | 0 | 4.429 | 0 | 191.265 | 724.898 | 185.909 | 0
1196 | 0 | 0 | 0 | 153.937 | 564.547 | 146.24 | 0
1197 | 0 | 0 | 0 | 91.443 | 469.294 | 86.871 | 0
1198 | 0 | 0 | 0 | 35.355 | 432.466 | 33.587 | 0
1199 | 0 | 0 | 0 | 16.011 | 415.787 | 15.211 | 0
1200 | 0 | 0 | 0 | 10.846 | 404.489 | 10.304 | 0
1201 | 0 | 0 | 0 | 12.654 | 391.308 | 12.021 | 0
1202 | 0 | 0 | 0 | 13.292 | 377.462 | 12.627 | 0
1203 | 0 | 0 | 0 | 15.088 | 361.745 | 14.333 | 0
1204 | 0 | 0 | 0 | 19.33 | 341.61 | 18.363 | 0
1205 | 0 | 0 | 0 | 35.798 | 304.321 | 34.008 | 0
1206 | 0 | 0 | 0 | 68.214 | 233.264 | 64.804 | 0
1207 | 0 | 0.665 | 0 | 133.81 | 93.879 | 127.751 | 0
1208 | 0 | 58.848 | 0 | 90.124 | 0 | 141.523 | 0
1209 | 0 | 182.865 | 0 | 0 | 0 | 101.025 | 72.697
1210 | 0 | 304.4 | 938.587 | 865.002 | 0 | 56.054 | 163.22
1211 | 0 | 391.704 | 160.889 | 0 | 154.453 | 48.678 | 170.596
1212 | 0 | 455.027 | 1011.394 | 787.181 | 305.41 | 41.778 | 177.496
1213 | 0 | 479.655 | 248.84 | 0 | 544.297 | 40.659 | 178.615
1214 | 0 | 474.573 | 1011.394 | 767.636 | 715.614 | 46.846 | 172.428
1215 | 0 | 443.714 | 864.628 | 651.729 | 866.772 | 58.355 | 160.92
1216 | 0 | 381.462 | 150.647 | 0 | 1011.394 | 71.79 | 147.484
1217 | 0 | 280.61 | 635.135 | 585.341 | 1011.394 | 123.765 | 95.509
1218 | 0 | 143.503 | 0 | 27.017 | 983.252 | 161.994 | 0
1219 | 0 | 4.436 | 0 | 185.608 | 789.909 | 180.542 | 0
1220 | 0 | 0 | 0 | 151.497 | 632.1 | 143.922 | 0
1221 | 0 | 0 | 0 | 91.745 | 536.532 | 87.158 | 0
1222 | 0 | 0 | 0 | 39.561 | 495.323 | 37.582 | 0
1223 | 0 | 0 | 0 | 14.56 | 480.156 | 13.832 | 0
1224 | 0 | 0 | 0 | 11.381 | 468.301 | 10.812 | 0
1225 | 0 | 0 | 0 | 13.198 | 454.553 | 12.538 | 0
1226 | 0 | 0 | 0 | 14.743 | 439.196 | 14.006 | 0
1227 | 0 | 0 | 0 | 16.113 | 422.411 | 15.308 | 0
1228 | 0 | 0 | 0 | 22.661 | 398.806 | 21.528 | 0
1229 | 0 | 0 | 0 | 35.486 | 361.841 | 33.712 | 0
1230 | 0 | 0 | 0 | 78.873 | 279.681 | 74.93 | 0
1231 | 27.164 | 0.715 | 0 | 137.028 | 136.944 | 158.02 | 0
1232 | 7.197 | 58.892 | 0 | 131.466 | 0 | 188.038 | 0
1233 | 0 | 184.16 | 0 | 0 | 0 | 128.519 | 46.433
1234 | 0 | 311.447 | 1011.394 | 930.762 | 1.394 | 77.276 | 141.998
1235 | 0 | 395.384 | 810.884 | 646.315 | 106.598 | 48.257 | 171.018
1236 | 0 | 457.097 | 1011.394 | 785.112 | 259.711 | 37.93 | 181.344
1237 | 0 | 478.128 | 247.313 | 0 | 497.131 | 35.397 | 183.877
1238 | 0 | 473.956 | 243.141 | 0 | 730.547 | 44.579 | 174.695
1239 | 0 | 442.013 | 1011.394 | 800.196 | 867.948 | 49.25 | 170.024
1240 | 0 | 380.238 | 149.423 | 0 | 1011.394 | 72.43 | 146.845
1241 | 0 | 280.065 | 628.185 | 578.935 | 1011.394 | 115.04 | 104.234
1242 | 0 | 143.783 | 0 | 64.8 | 943.894 | 161.968 | 36.186
1243 | 0 | 4.451 | 0 | 193.274 | 742.567 | 187.838 | 0
1244 | 0 | 0 | 0 | 166.13 | 569.514 | 157.824 | 0
1245 | 0 | 0 | 0 | 83.47 | 482.566 | 79.297 | 0
1246 | 0 | 0 | 0 | 39.355 | 441.572 | 37.387 | 0
1247 | 0 | 0 | 0 | 13.862 | 427.132 | 13.169 | 0
1248 | 0 | 0 | 0 | 10.593 | 416.098 | 10.063 | 0
1249 | 0 | 0 | 0 | 12.511 | 403.065 | 11.886 | 0
1250 | 0 | 0 | 0 | 14.105 | 388.373 | 13.399 | 0
1251 | 0 | 0 | 0 | 14.155 | 373.628 | 13.447 | 0
1252 | 0 | 0 | 0 | 18.603 | 354.25 | 17.673 | 0
1253 | 0 | 0 | 0 | 32.259 | 320.648 | 30.646 | 0
1254 | 0 | 0 | 0 | 75.294 | 242.217 | 71.529 | 0
1255 | 0 | 0.788 | 0 | 132.351 | 104.351 | 126.482 | 0
1256 | 0 | 58.51 | 0 | 100.177 | 0 | 150.752 | 0
1257 | 0 | 183.131 | 0 | 0 | 0 | 119.571 | 54.404
1258 | 0 | 306.002 | 959.017 | 883.83 | 0 | 59.652 | 159.623
1259 | 0 | 389.734 | 1011.394 | 852.475 | 82.943 | 36.72 | 182.554
1260 | 0 | 446.262 | 1011.394 | 795.946 | 224.771 | 35.846 | 183.428
1261 | 0 | 466.724 | 235.909 | 0 | 451.244 | 43.003 | 176.271
1262 | 0 | 463.952 | 681.677 | 448.54 | 638.424 | 45.079 | 174.195
1263 | 0 | 434.593 | 203.778 | 0 | 834.052 | 58.421 | 160.853
1264 | 0 | 371.625 | 140.81 | 0 | 969.229 | 74.395 | 144.88
1265 | 0 | 274.736 | 43.921 | 0 | 1011.394 | 101.789 | 117.485
1266 | 0 | 139.013 | 0 | 31.533 | 978.547 | 162.018 | 0
1267 | 0 | 4.663 | 0 | 175.16 | 796.089 | 170.832 | 0
1268 | 0 | 0 | 0 | 166.756 | 622.385 | 158.418 | 0
1269 | 0 | 0 | 0 | 114.093 | 503.538 | 108.389 | 0
1270 | 0 | 0 | 0 | 44.523 | 457.159 | 42.297 | 0
1271 | 0 | 0 | 0 | 21.443 | 434.823 | 20.371 | 0
1272 | 0 | 0 | 0 | 11.872 | 422.457 | 11.278 | 0
1273 | 0 | 0 | 0 | 13.606 | 408.284 | 12.926 | 0
1274 | 0 | 0 | 0 | 15.984 | 391.634 | 15.185 | 0
1275 | 0 | 0 | 0 | 19.395 | 371.431 | 18.425 | 0
1276 | 0 | 0 | 0 | 22.333 | 348.167 | 21.217 | 0
1277 | 0 | 0 | 0 | 49.937 | 296.149 | 47.44 | 0
1278 | 0 | 0 | 0 | 76.195 | 216.779 | 72.385 | 0
1279 | 27.164 | 0.838 | 0 | 114.639 | 97.363 | 136.867 | 0
1280 | 13.08 | 57.696 | 0 | 93.469 | 0 | 156.687 | 0
1281 | 0 | 181.519 | 0 | 0 | 0 | 109.341 | 63.102
1282 | 0 | 304.732 | 942.823 | 868.906 | 0 | 54.886 | 164.389
1283 | 0 | 385.185 | 1011.394 | 857.024 | 78.205 | 41.072 | 178.202
1284 | 0 | 439.815 | 209 | 0 | 278.845 | 29.779 | 189.495
1285 | 0 | 458.011 | 227.196 | 0 | 496.953 | 37.961 | 181.313
1286 | 0 | 454.888 | 224.073 | 0 | 712.063 | 40.554 | 178.72
1287 | 0 | 426.327 | 876.38 | 680.868 | 844.151 | 52.187 | 167.087
1288 | 0 | 366.414 | 135.599 | 0 | 974.326 | 77.67 | 141.604
1289 | 0 | 269.427 | 38.612 | 0 | 1011.394 | 104.794 | 114.48
1290 | 0 | 137.778 | 0 | 93.037 | 914.48 | 138.743 | 80.531
1291 | 0 | 4.367 | 0 | 160.783 | 746.998 | 156.893 | 0
1292 | 0 | 0 | 0 | 174.087 | 565.657 | 141.855 | 23.528
1293 | 0 | 0 | 0 | 103.526 | 457.817 | 98.35 | 0
1294 | 0 | 0 | 0 | 47.089 | 408.767 | 44.734 | 0
1295 | 0 | 0 | 0 | 16.882 | 391.182 | 16.037 | 0
1296 | 0 | 0 | 0 | 11.962 | 378.722 | 11.364 | 0
1297 | 0 | 0 | 0 | 13.134 | 365.041 | 12.477 | 0
1298 | 0 | 0 | 0 | 16.638 | 347.71 | 15.806 | 0
1299 | 0 | 0 | 0 | 16.305 | 330.726 | 15.49 | 0
1300 | 0 | 0 | 0 | 22.552 | 307.234 | 21.424 | 0
1301 | 0 | 0 | 0 | 34.312 | 271.493 | 32.596 | 0
1302 | 0 | 0 | 0 | 79.712 | 188.459 | 75.727 | 0
1303 | 0 | 0.832 | 0 | 108.533 | 75.404 | 103.897 | 0
1304 | 0 | 54.913 | 0 | 72.387 | 0 | 120.935 | 0
1305 | 0 | 174.944 | 0 | 0 | 0 | 105.679 | 60.518
1306 | 0 | 294.684 | 814.656 | 750.787 | 0 | 99.564 | 119.71
1307 | 0 | 377.06 | 146.245 | 0 | 140.395 | 64.039 | 155.236
1308 | 0 | 436.844 | 206.029 | 0 | 338.183 | 61.747 | 157.528
1309 | 0 | 459.828 | 1011.394 | 782.381 | 494.141 | 63.156 | 156.118
1310 | 0 | 461.39 | 230.575 | 0 | 715.493 | 70.924 | 148.35
1311 | 0 | 432.492 | 201.677 | 0 | 909.103 | 81.736 | 137.539
1312 | 0 | 370.553 | 1006.859 | 867.121 | 972.436 | 98.094 | 121.18
1313 | 0 | 271.396 | 40.581 | 0 | 1011.394 | 116.453 | 102.821
1314 | 0 | 138.072 | 0 | 92.743 | 914.787 | 138.241 | 81.033
1315 | 0 | 4.441 | 0 | 136.46 | 772.641 | 133.856 | 0
1316 | 0 | 0 | 0 | 230.815 | 532.209 | 89.021 | 130.253
1317 | 0 | 0 | 0 | 71.472 | 457.759 | 59.127 | 8.772
1318 | 0 | 0 | 0 | 40.426 | 415.648 | 38.405 | 0
1319 | 0 | 0 | 0 | 24.06 | 390.586 | 22.857 | 0
1320 | 0 | 0 | 0 | 12.738 | 377.317 | 12.101 | 0
1321 | 0 | 0 | 0 | 15.43 | 361.245 | 14.658 | 0
1322 | 0 | 0 | 0 | 17.577 | 342.935 | 16.698 | 0
1323 | 0 | 0 | 0 | 18.021 | 324.163 | 17.12 | 0
1324 | 0 | 0 | 0 | 31.367 | 291.488 | 29.799 | 0
1325 | 0 | 0 | 0 | 46.898 | 242.637 | 44.553 | 0
1326 | 0 | 0 | 0 | 72.056 | 167.578 | 68.453 | 0
1327 | 0 | 0.902 | 0 | 99.546 | 63.884 | 95.426 | 0
1328 | 0 | 56.241 | 0 | 61.329 | 0 | 111.691 | 0
1329 | 0 | 179.952 | 0 | 0 | 0 | 91.068 | 79.886
1330 | 0 | 304.252 | 936.701 | 863.263 | 0 | 71.479 | 147.795
1331 | 0 | 393.623 | 162.808 | 0 | 156.296 | 76.721 | 142.553
1332 | 0 | 455.797 | 1011.394 | 786.412 | 308.055 | 68.67 | 150.605
1333 | 0 | 472.664 | 1011.394 | 769.545 | 477.384 | 91.511 | 127.764
1334 | 0 | 467.986 | 586.298 | 349.127 | 676.556 | 75.049 | 144.225
1335 | 0 | 437.381 | 206.566 | 0 | 874.859 | 89.262 | 130.012
1336 | 0 | 373.038 | 142.223 | 0 | 1011.394 | 109.838 | 109.436
1337 | 0 | 275.03 | 563.964 | 519.749 | 1011.394 | 122.569 | 96.705
1338 | 0 | 139.817 | 0 | 90.998 | 916.604 | 142.12 | 77.154
1339 | 0 | 4.406 | 0 | 134.2 | 776.813 | 131.676 | 0
1340 | 0 | 0 | 0 | 146.968 | 623.721 | 108.1 | 31.52
1341 | 0 | 0 | 0 | 70.386 | 550.402 | 66.866 | 0
1342 | 0 | 0 | 0 | 35.132 | 513.806 | 33.375 | 0
1343 | 0 | 0 | 0 | 20.178 | 492.788 | 19.169 | 0
1344 | 0 | 0 | 0 | 13.161 | 479.079 | 12.503 | 0
1345 | 0 | 0 | 0 | 15.956 | 462.459 | 15.158 | 0
1346 | 0 | 0 | 0 | 19.938 | 441.69 | 18.941 | 0
1347 | 0 | 0 | 0 | 14.579 | 426.504 | 13.85 | 0
1348 | 0 | 0 | 0 | 21.761 | 403.836 | 20.673 | 0
1349 | 0 | 0 | 0 | 40.028 | 362.14 | 38.026 | 0
1350 | 0 | 0 | 0 | 69.57 | 289.672 | 66.091 | 0
1351 | 0 | 0.991 | 0 | 143.689 | 139.997 | 137.445 | 0
1352 | 0 | 56.58 | 0 | 134.397 | 0 | 181.428 | 0
1353 | 0 | 181.79 | 0 | 0 | 0 | 126.58 | 46.121
1354 | 0 | 306.117 | 960.48 | 885.179 | 0 | 71.574 | 147.701
1355 | 0 | 393.135 | 162.32 | 0 | 155.827 | 47.116 | 172.158
1356 | 0 | 454.501 | 1011.394 | 787.708 | 306.236 | 37.708 | 181.566
1357 | 0 | 476.319 | 245.504 | 0 | 541.919 | 45.5 | 173.774
1358 | 0 | 471.393 | 1011.394 | 770.816 | 709.924 | 44.596 | 174.678
1359 | 0 | 437.566 | 1011.394 | 804.643 | 842.693 | 49.281 | 169.993
1360 | 0 | 374.782 | 290.663 | 146.696 | 968.921 | 84.662 | 134.612
1361 | 0 | 275.057 | 44.242 | 0 | 1011.394 | 130.955 | 88.319
1362 | 0 | 139.553 | 0 | 61.335 | 947.503 | 190.844 | 0
1363 | 0 | 4.438 | 0 | 189.401 | 750.21 | 184.147 | 0
1364 | 0 | 0 | 0 | 171.674 | 571.384 | 163.09 | 0
1365 | 0 | 0 | 0 | 96.189 | 471.187 | 91.38 | 0
1366 | 0 | 0 | 0 | 47.375 | 421.837 | 45.007 | 0
1367 | 0 | 0 | 0 | 18.015 | 403.072 | 17.114 | 0
1368 | 0 | 0 | 0 | 11.119 | 391.489 | 10.563 | 0
1369 | 0 | 0 | 0 | 12.923 | 378.028 | 12.277 | 0
1370 | 0 | 0 | 0 | 14.322 | 363.11 | 13.606 | 0
1371 | 0 | 0 | 0 | 15.217 | 347.259 | 14.456 | 0
1372 | 6.1 | 0 | 0 | 15.012 | 331.621 | 20.361 | 0
1373 | 0 | 0 | 0 | 28.985 | 301.428 | 27.536 | 0
1374 | 0 | 0 | 0 | 85.918 | 211.93 | 81.622 | 0
1375 | 27.164 | 1.045 | 0 | 109.484 | 97.884 | 132.166 | 0
1376 | 27.164 | 55.325 | 0 | 93.969 | 0 | 168.993 | 0
1377 | 0 | 178.21 | 0 | 0 | 0 | 133.284 | 36.016
1378 | 0 | 301.351 | 70.536 | 0 | 67.715 | 68 | 151.274
1379 | 0 | 378.95 | 1011.394 | 863.259 | 139.425 | 38.623 | 180.651
1380 | 0 | 436.075 | 967.851 | 762.591 | 274.197 | 35.769 | 183.505
1381 | 0 | 461.686 | 230.871 | 0 | 495.833 | 37.836 | 181.439
1382 | 0 | 461.105 | 1011.394 | 781.104 | 653.121 | 49.821 | 169.453
1383 | 0 | 430.116 | 199.302 | 0 | 844.45 | 54.304 | 164.97
1384 | 0 | 367.268 | 136.453 | 0 | 975.445 | 69.012 | 150.262
1385 | 0 | 268.262 | 37.447 | 0 | 1011.394 | 95.139 | 124.135
1386 | 0 | 134.743 | 0 | 64.636 | 944.065 | 152.109 | 37.301
1387 | 0 | 4.307 | 0 | 186.054 | 750.259 | 180.843 | 0
1388 | 0 | 0 | 0 | 169.089 | 574.125 | 160.634 | 0
1389 | 0 | 0 | 0 | 101.33 | 468.573 | 96.263 | 0
1390 | 0 | 0 | 0 | 36.208 | 430.856 | 34.398 | 0
1391 | 0 | 0 | 0 | 13.017 | 417.297 | 12.366 | 0
1392 | 0 | 0 | 0 | 10.427 | 406.436 | 9.905 | 0
1393 | 0 | 0 | 0 | 13.528 | 392.345 | 12.851 | 0
1394 | 0 | 0 | 0 | 13.109 | 378.689 | 12.454 | 0
1395 | 0 | 0 | 0 | 15.161 | 362.896 | 14.403 | 0
1396 | 0 | 0 | 0 | 20.203 | 341.852 | 19.192 | 0
1397 | 0 | 0 | 0 | 33.824 | 306.619 | 32.133 | 0
1398 | 0 | 0 | 0 | 62.613 | 241.397 | 59.482 | 0
1399 | 0 | 1.133 | 0 | 128.055 | 108.007 | 122.728 | 0
1400 | 0 | 54.447 | 0 | 103.687 | 0 | 150.227 | 0
1401 | 0 | 175.33 | 0 | 0 | 0 | 119.612 | 46.952
1402 | 0 | 296.4 | 159.306 | 93.721 | 55.308 | 78.87 | 140.405
1403 | 0 | 378.049 | 1011.394 | 864.16 | 126.08 | 46.858 | 172.416
1404 | 0 | 432.269 | 201.454 | 0 | 319.475 | 39.24 | 180.034
1405 | 0 | 449.743 | 1011.394 | 792.466 | 464.928 | 45.365 | 173.909
1406 | 0 | 448.367 | 217.552 | 0 | 673.778 | 45.36 | 173.915
1407 | 0 | 422.027 | 191.212 | 0 | 857.342 | 63.177 | 156.097
1408 | 0 | 359.275 | 128.46 | 0 | 980.664 | 88.02 | 131.255
1409 | 0 | 262.825 | 32.01 | 0 | 1011.394 | 123.609 | 95.665
1410 | 0 | 132.822 | 0 | 44.515 | 965.024 | 151.158 | 17.312
1411 | 0 | 4.28 | 0 | 183.694 | 773.677 | 178.575 | 0
1412 | 0 | 0 | 0 | 152.042 | 615.3 | 144.44 | 0
1413 | 0 | 0 | 0 | 100.389 | 510.727 | 95.37 | 0
1414 | 0 | 0 | 0 | 36.367 | 472.845 | 34.548 | 0
1415 | 0 | 0 | 0 | 15.681 | 456.511 | 14.897 | 0
1416 | 0 | 0 | 0 | 11.025 | 445.027 | 10.474 | 0
1417 | 0 | 0 | 0 | 13.145 | 431.334 | 12.488 | 0
1418 | 0 | 0 | 0 | 12.963 | 417.832 | 12.314 | 0
1419 | 0 | 0 | 0 | 12.895 | 404.399 | 12.25 | 0
1420 | 0 | 0 | 0 | 20.032 | 383.533 | 19.03 | 0
1421 | 0 | 0 | 0 | 36.411 | 345.605 | 34.59 | 0
1422 | 0 | 0 | 0 | 77.599 | 264.773 | 73.719 | 0
1423 | 0 | 1.081 | 0 | 133.334 | 125.884 | 127.694 | 0
1424 | 0 | 51.213 | 0 | 120.848 | 0 | 163.459 | 0
1425 | 0 | 168.938 | 0 | 0 | 0 | 122.357 | 38.134
1426 | 0 | 290.377 | 759.719 | 700.157 | 0 | 74.129 | 145.146
1427 | 0 | 375.211 | 281.313 | 136.917 | 127.439 | 41.399 | 177.875
1428 | 0 | 431.144 | 200.33 | 0 | 319.755 | 33.582 | 185.692
1429 | 0 | 447.199 | 216.384 | 0 | 527.484 | 38.908 | 180.366
1430 | 0 | 440.739 | 209.924 | 0 | 729.01 | 41.12 | 178.154
1431 | 0 | 413.58 | 182.765 | 0 | 904.465 | 66.657 | 152.618
1432 | 0 | 336.322 | 105.507 | 0 | 1005.752 | 87.584 | 131.691
1433 | 0 | 236.692 | 5.877 | 0 | 1011.394 | 109.836 | 109.438
1434 | 0 | 110.883 | 0 | 89.988 | 917.657 | 160.006 | 30.821
1435 | 0 | 4.033 | 0 | 184.683 | 725.278 | 179.281 | 0
1436 | 0 | 0 | 0 | 140.027 | 579.416 | 133.026 | 0
1437 | 0 | 0 | 0 | 94.673 | 480.798 | 89.94 | 0
1438 | 0 | 0 | 0 | 44.281 | 434.672 | 42.067 | 0
1439 | 0 | 0 | 0 | 18.008 | 415.913 | 17.108 | 0
1440 | 0 | 0 | 0 | 10.901 | 404.558 | 10.356 | 0
1441 | 0 | 0 | 0 | 13.035 | 390.98 | 12.383 | 0
1442 | 0 | 0 | 0 | 13.474 | 376.945 | 12.8 | 0
1443 | 0 | 0 | 0 | 13.391 | 362.995 | 12.722 | 0
1444 | 0 | 0 | 0 | 17.848 | 344.403 | 16.956 | 0
1445 | 0 | 0 | 0 | 25.566 | 317.771 | 24.288 | 0
1446 | 0 | 0 | 0 | 65.697 | 249.337 | 62.412 | 0
1447 | 0 | 1.162 | 0 | 136.665 | 106.977 | 130.936 | 0
1448 | 0 | 50.112 | 0 | 102.698 | 0 | 145.169 | 0
1449 | 0 | 153.656 | 0 | 0 | 0 | 123.757 | 22.217
1450 | 0 | 285.27 | 132.176 | 77.721 | 45.93 | 74.873 | 144.401
1451 | 0 | 368.185 | 137.37 | 0 | 177.805 | 42.012 | 177.262
1452 | 0 | 415.607 | 184.792 | 0 | 355.205 | 42.193 | 177.081
1453 | 0 | 444.906 | 214.091 | 0 | 560.732 | 42.482 | 176.792
1454 | 0 | 447.614 | 216.799 | 0 | 768.86 | 56.703 | 162.571
1455 | 0 | 400.992 | 170.177 | 0 | 932.23 | 66.365 | 152.909
1456 | 0 | 313.277 | 82.462 | 0 | 1011.394 | 75.126 | 144.148
1457 | 0 | 212.972 | 0 | 17.843 | 992.808 | 114.277 | 104.997
1458 | 0 | 89.097 | 0 | 88.017 | 901.124 | 163.228 | 5.031
1459 | 0 | 3.789 | 0 | 198.393 | 694.465 | 192.073 | 0
1460 | 0 | 0 | 0 | 158.18 | 529.693 | 150.271 | 0
1461 | 0 | 0 | 0 | 91.338 | 434.55 | 86.771 | 0
1462 | 0 | 0 | 0 | 40.455 | 392.409 | 38.432 | 0
1463 | 0 | 0 | 0 | 19.855 | 371.727 | 18.862 | 0
1464 | 0 | 0 | 0 | 12.692 | 358.506 | 12.058 | 0
1465 | 0 | 0 | 0 | 12.872 | 345.097 | 12.229 | 0
1466 | 0 | 0 | 0 | 14.069 | 330.442 | 13.366 | 0
1467 | 0 | 0 | 0 | 13.66 | 316.212 | 12.977 | 0
1468 | 0 | 0 | 0 | 28.126 | 286.914 | 26.72 | 0
1469 | 0 | 0 | 0 | 35.274 | 250.171 | 33.51 | 0
1470 | 0 | 0 | 0 | 60.627 | 187.018 | 57.596 | 0
1471 | 0 | 1.058 | 0 | 92.776 | 90.376 | 89.142 | 0
1472 | 0 | 47.921 | 0 | 86.761 | 0 | 127.948 | 0
1473 | 0 | 163.729 | 0 | 0 | 0 | 110.687 | 44.855
1474 | 0 | 281.863 | 51.048 | 0 | 49.006 | 98.083 | 121.191
1475 | 0 | 364.524 | 133.709 | 0 | 177.367 | 80.367 | 138.907
1476 | 0 | 419.753 | 188.938 | 0 | 358.748 | 74.994 | 144.281
1477 | 0 | 442.945 | 212.13 | 0 | 562.393 | 81.802 | 137.472
1478 | 0 | 431.045 | 200.23 | 0 | 754.613 | 75.573 | 143.701
1479 | 0 | 389.408 | 158.593 | 0 | 906.863 | 81.981 | 137.294
1480 | 0 | 320.376 | 89.561 | 0 | 992.842 | 106.816 | 112.458
1481 | 0 | 234.971 | 4.156 | 0 | 996.831 | 132.76 | 86.514
1482 | 0 | 98.2 | 0 | 132.614 | 858.691 | 151.677 | 67.597
1483 | 0 | 2.792 | 0 | 151.964 | 700.395 | 147.018 | 0
1484 | 0 | 0 | 0 | 165.361 | 528.143 | 107.995 | 49.099
1485 | 0 | 0 | 0 | 65.604 | 459.806 | 62.324 | 0
1486 | 0 | 0 | 0 | 34.537 | 423.831 | 32.81 | 0
1487 | 0 | 0 | 0 | 17.032 | 406.089 | 16.18 | 0
1488 | 0 | 0 | 0 | 11.394 | 394.22 | 10.825 | 0
1489 | 0 | 0 | 0 | 13.557 | 380.099 | 12.879 | 0
1490 | 0 | 0 | 0 | 14.833 | 364.648 | 14.091 | 0
1491 | 0 | 0 | 0 | 16.209 | 347.764 | 15.398 | 0
1492 | 0 | 0 | 0 | 22.979 | 323.828 | 21.83 | 0
1493 | 0 | 0 | 0 | 43.127 | 278.903 | 40.971 | 0
1494 | 0 | 0 | 0 | 81.12 | 194.403 | 77.064 | 0
1495 | 0 | 1.12 | 0 | 115.575 | 74.013 | 110.86 | 0
1496 | 0 | 48.342 | 0 | 71.052 | 0 | 113.425 | 0
1497 | 0 | 159.357 | 0 | 0 | 0 | 97.471 | 53.919
1498 | 0 | 265.583 | 34.768 | 0 | 33.377 | 74.963 | 144.312
1499 | 0 | 308.544 | 77.729 | 0 | 107.997 | 68.029 | 151.245
1500 | 0 | 407.939 | 177.124 | 0 | 278.036 | 77.168 | 142.106
1501 | 0 | 441.582 | 210.767 | 0 | 480.372 | 66.825 | 152.449
1502 | 0 | 395.794 | 164.979 | 0 | 638.751 | 78.598 | 140.676
1503 | 0 | 404.459 | 173.644 | 0 | 805.45 | 92.359 | 126.915
1504 | 0 | 341.59 | 110.775 | 0 | 911.794 | 111.127 | 108.147
1505 | 0 | 251.875 | 21.061 | 0 | 932.012 | 143.326 | 75.948
1506 | 0 | 111.741 | 0 | 64.682 | 864.635 | 162.276 | 5.326
1507 | 0 | 3.704 | 0 | 155.343 | 702.819 | 151.095 | 0
1508 | 0 | 0 | 0 | 106.716 | 591.656 | 101.38 | 0
1509 | 0 | 0 | 0 | 69.355 | 519.412 | 65.887 | 0
1510 | 0 | 0 | 0 | 41.117 | 476.582 | 39.061 | 0
1511 | 0 | 0 | 0 | 18.93 | 456.863 | 17.983 | 0
1512 | 0 | 0 | 0 | 11.841 | 444.528 | 11.249 | 0
1513 | 0 | 0 | 0 | 13.635 | 430.325 | 12.953 | 0
1514 | 0 | 0 | 0 | 16.565 | 413.07 | 15.736 | 0
1515 | 0 | 0 | 0 | 15.345 | 397.086 | 14.578 | 0
1516 | 0 | 0 | 0 | 20.175 | 376.071 | 19.166 | 0
1517 | 0 | 0 | 0 | 33.672 | 340.995 | 31.989 | 0
1518 | 0 | 0 | 0 | 80.019 | 257.642 | 76.018 | 0
1519 | 0 | 1.41 | 0 | 131.311 | 120.86 | 126.085 | 0
1520 | 0 | 46.522 | 0 | 116.025 | 0 | 154.42 | 0
1521 | 0 | 162.199 | 0 | 0 | 0 | 125.449 | 28.64
1522 | 0 | 253.594 | 22.779 | 0 | 21.867 | 73.14 | 146.134
1523 | 0 | 293.865 | 63.05 | 0 | 82.395 | 44.182 | 175.092
1524 | 0 | 370.855 | 140.04 | 0 | 216.834 | 34.61 | 184.664
1525 | 0 | 440.892 | 210.077 | 0 | 418.508 | 32.075 | 187.199
1526 | 0 | 442.86 | 212.045 | 0 | 622.072 | 42.858 | 176.416
1527 | 0 | 375.971 | 145.156 | 0 | 761.422 | 63.974 | 155.3
1528 | 0 | 311.707 | 157.257 | 0 | 912.389 | 70.852 | 75.875
1529 | 0 | 220.196 | 103.13 | 0 | 1011.394 | 111.212 | 0
1530 | 0 | 96.363 | 0 | 64.462 | 944.246 | 152.784 | 0
1531 | 0 | 4.204 | 0 | 200.263 | 735.639 | 194.244 | 0
1532 | 0 | 0 | 0 | 173.347 | 555.069 | 164.68 | 0
1533 | 0 | 0 | 0 | 109.097 | 441.426 | 103.642 | 0
1534 | 0 | 0 | 0 | 31.259 | 408.865 | 29.696 | 0
1535 | 0 | 0 | 0 | 15.672 | 392.541 | 14.888 | 0
1536 | 0 | 0 | 0 | 10.275 | 381.837 | 9.761 | 0
1537 | 0 | 0 | 0 | 12.166 | 369.164 | 11.558 | 0
1538 | 12.995 | 0 | 0 | 0 | 369.164 | 12.995 | 0
1539 | 14.721 | 0 | 0 | 0 | 369.164 | 14.721 | 0
1540 | 0 | 0 | 0 | 18.422 | 349.974 | 17.501 | 0
1541 | 7.767 | 0 | 0 | 43.89 | 304.255 | 49.462 | 0
1542 | 27.164 | 0 | 0 | 65.914 | 235.595 | 89.782 | 0
1543 | 27.164 | 1.218 | 0 | 118.274 | 112.393 | 140.68 | 0
1544 | 27.164 | 48.171 | 0 | 107.898 | 0 | 175.429 | 0
1545 | 0 | 156.577 | 0 | 0 | 0 | 142.481 | 6.267
1546 | 0 | 258.484 | 27.669 | 0 | 26.562 | 71.304 | 147.97
1547 | 0 | 338.578 | 107.763 | 0 | 130.014 | 46.576 | 172.698
1548 | 0 | 395.994 | 165.179 | 0 | 288.586 | 38.869 | 180.406
1549 | 0 | 443.996 | 213.181 | 0 | 493.24 | 38.508 | 180.767
1550 | 0 | 431.916 | 201.101 | 0 | 686.297 | 44.426 | 174.848
1551 | 0 | 381.3 | 150.485 | 0 | 830.762 | 60.602 | 158.672
1552 | 0 | 295.134 | 64.319 | 0 | 892.509 | 69.225 | 150.049
1553 | 0 | 239.952 | 117.461 | 0 | 1005.272 | 109.704 | 6.662
1554 | 0 | 117.391 | 0 | 45.419 | 957.96 | 154.67 | 0
1555 | 0 | 4.253 | 0 | 175.025 | 775.643 | 170.314 | 0
1556 | 0 | 0 | 0 | 141.37 | 628.382 | 134.302 | 0
1557 | 0 | 0 | 0 | 99.552 | 524.682 | 94.574 | 0
1558 | 0 | 0 | 0 | 40.97 | 482.006 | 38.921 | 0
1559 | 0 | 0 | 0 | 13.6 | 467.839 | 12.92 | 0
1560 | 0 | 0 | 0 | 10.594 | 456.804 | 10.064 | 0
1561 | 0 | 0 | 0 | 13.61 | 442.627 | 12.929 | 0
1562 | 0 | 0 | 0 | 16.069 | 425.888 | 15.266 | 0
1563 | 0 | 0 | 0 | 16.332 | 408.876 | 15.515 | 0
1564 | 0 | 0 | 0 | 20.669 | 387.345 | 19.636 | 0
1565 | 0 | 0 | 0 | 34.032 | 351.896 | 32.33 | 0
1566 | 0 | 0 | 0 | 73.292 | 275.55 | 69.627 | 0
1567 | 0 | 0.755 | 0 | 132.397 | 137.637 | 126.494 | 0
1568 | 0 | 37.842 | 0 | 132.131 | 0 | 161.474 | 0
1569 | 0 | 146.36 | 0 | 0 | 0 | 131.508 | 7.534
1570 | 0 | 270.99 | 40.175 | 0 | 38.568 | 77.384 | 141.89
1571 | 0 | 270.439 | 39.624 | 0 | 76.607 | 42.137 | 177.138
1572 | 0 | 348.553 | 117.738 | 0 | 189.636 | 35.02 | 184.254
1573 | 0 | 408.531 | 177.716 | 0 | 360.244 | 41.548 | 177.726
1574 | 0 | 447.222 | 216.407 | 0 | 567.994 | 50.273 | 169.001
1575 | 0 | 409.067 | 178.252 | 0 | 739.116 | 58.174 | 161.1
1576 | 0 | 291.992 | 179.277 | 0 | 911.222 | 77.532 | 29.548
1577 | 0 | 215.734 | 104.345 | 0 | 1011.394 | 105.819 | 0
1578 | 0 | 98.711 | 0 | 83.251 | 924.674 | 172.864 | 0
1579 | 0 | 4.096 | 0 | 187.168 | 729.707 | 181.701 | 0
1580 | 0 | 0 | 0 | 154.231 | 569.05 | 146.519 | 0
1581 | 0 | 0 | 0 | 88.232 | 477.142 | 83.82 | 0
1582 | 0 | 0 | 0 | 42.601 | 432.765 | 40.471 | 0
1583 | 0 | 0 | 0 | 19.513 | 412.439 | 18.538 | 0
1584 | 0 | 0 | 0 | 12.281 | 399.647 | 11.667 | 0
1585 | 0 | 0 | 0 | 13.724 | 385.351 | 13.038 | 0
1586 | 0 | 0 | 0 | 14.022 | 370.744 | 13.321 | 0
1587 | 0 | 0 | 0 | 13.964 | 356.199 | 13.265 | 0
1588 | 0 | 0 | 0 | 17.652 | 337.812 | 16.769 | 0
1589 | 0 | 0 | 0 | 27.404 | 309.266 | 26.034 | 0
1590 | 0 | 0 | 0 | 73.179 | 233.038 | 69.52 | 0
1591 | 23.252 | 1.612 | 0 | 107.269 | 121.299 | 126.689 | 0
1592 | 0 | 48.004 | 0 | 116.447 | 0 | 156.229 | 0
1593 | 0 | 157.517 | 0 | 0 | 0 | 125.417 | 24.224
1594 | 0 | 270.108 | 39.293 | 0 | 37.721 | 68.725 | 150.55
1595 | 0 | 330.923 | 100.108 | 0 | 133.825 | 43.255 | 176.019
1596 | 0 | 392.833 | 162.018 | 0 | 289.362 | 36.028 | 183.246
1597 | 0 | 436.714 | 205.899 | 0 | 487.025 | 34.436 | 184.838
1598 | 0 | 417.996 | 187.181 | 0 | 666.719 | 42.739 | 176.536
1599 | 0 | 395.532 | 164.717 | 0 | 824.847 | 53.66 | 165.615
1600 | 0 | 324.633 | 93.818 | 0 | 914.913 | 72.258 | 147.016
1601 | 0 | 246.503 | 100.501 | 0 | 1011.394 | 112.146 | 26.556
1602 | 0 | 113.472 | 0 | 46.422 | 963.038 | 151.899 | 0
1603 | 0 | 3.976 | 0 | 178.857 | 776.728 | 173.691 | 0
1604 | 0 | 0 | 0 | 143.865 | 626.869 | 136.672 | 0
1605 | 0 | 0 | 0 | 109.915 | 512.374 | 104.419 | 0
1606 | 0 | 0 | 0 | 37.646 | 473.159 | 35.764 | 0
1607 | 0 | 0 | 0 | 16.153 | 456.333 | 15.345 | 0
1608 | 0 | 0 | 0 | 13.283 | 442.497 | 12.619 | 0
1609 | 0 | 0 | 0 | 16.777 | 425.021 | 15.938 | 0
1610 | 0 | 0 | 0 | 13.084 | 411.392 | 12.429 | 0
1611 | 0 | 0 | 0 | 14.176 | 396.626 | 13.467 | 0
1612 | 0 | 0 | 0 | 22.207 | 373.494 | 21.096 | 0
1613 | 0 | 0 | 0 | 37.941 | 333.972 | 36.044 | 0
1614 | 0 | 0 | 0 | 78.449 | 252.254 | 74.526 | 0
1615 | 19.388 | 1.644 | 0 | 122.907 | 124.226 | 137.712 | 0
1616 | 0 | 42.091 | 0 | 119.257 | 0 | 153.281 | 0
1617 | 0 | 133.79 | 0 | 0 | 0 | 126.483 | 0.618
1618 | 0 | 225.229 | 0 | 0 | 0 | 62.97 | 150.997
1619 | 0 | 289.44 | 58.625 | 0 | 56.28 | 42.524 | 176.75
1620 | 0 | 380.961 | 150.146 | 0 | 200.42 | 42.766 | 176.509
1621 | 0 | 445.855 | 215.04 | 0 | 406.858 | 34.393 | 184.882
1622 | 0 | 418.843 | 188.028 | 0 | 587.365 | 46.12 | 173.154
1623 | 0 | 403.148 | 172.333 | 0 | 752.805 | 53.629 | 165.645
1624 | 0 | 331.862 | 126.238 | 0 | 873.994 | 64.05 | 131.293
1625 | 0 | 227.663 | 116.093 | 0 | 985.443 | 105.991 | 0
1626 | 0 | 80.217 | 0 | 74.656 | 907.677 | 147.129 | 0
1627 | 0 | 4.743 | 0 | 172.072 | 728.436 | 167.974 | 0
1628 | 0 | 0 | 0 | 142.891 | 579.591 | 135.746 | 0
1629 | 0 | 0 | 0 | 89.909 | 485.936 | 85.414 | 0
1630 | 0 | 0 | 0 | 30.257 | 454.418 | 28.745 | 0
1631 | 0 | 0 | 0 | 18.324 | 435.33 | 17.408 | 0
1632 | 0 | 0 | 0 | 11.338 | 423.519 | 10.772 | 0
1633 | 0 | 0 | 0 | 14.301 | 408.621 | 13.586 | 0
1634 | 0 | 0 | 0 | 14.548 | 393.467 | 13.821 | 0
1635 | 0 | 0 | 0 | 15.293 | 377.537 | 14.528 | 0
1636 | 0 | 0 | 0 | 23.629 | 352.923 | 22.448 | 0
1637 | 0 | 0 | 0 | 35.528 | 315.914 | 33.752 | 0
1638 | 0 | 0 | 0 | 76.129 | 236.612 | 72.323 | 0
1639 | 0 | 1.748 | 0 | 117.461 | 114.257 | 113.249 | 0
1640 | 0 | 48.099 | 0 | 109.687 | 0 | 149.897 | 0
1641 | 0 | 163.226 | 0 | 0 | 0 | 111.517 | 43.548
1642 | 0 | 281.707 | 50.892 | 0 | 48.856 | 87.135 | 132.139
1643 | 0 | 360.018 | 129.203 | 0 | 172.892 | 78.271 | 141.003
1644 | 0 | 419.447 | 188.632 | 0 | 353.978 | 70.685 | 148.589
1645 | 0 | 441.241 | 210.426 | 0 | 555.987 | 82.916 | 136.358
1646 | 0 | 420.936 | 190.121 | 0 | 738.504 | 75.388 | 143.886
1647 | 0 | 387.231 | 156.416 | 0 | 888.663 | 79.719 | 139.556
1648 | 0 | 340.607 | 109.792 | 0 | 994.064 | 127.468 | 91.806
1649 | 0 | 226.428 | 0 | 4.387 | 989.494 | 139.132 | 80.142
1650 | 0 | 115.973 | 0 | 114.842 | 869.866 | 148.739 | 70.535
1651 | 0 | 3.549 | 0 | 160.373 | 702.811 | 155.726 | 0
1652 | 0 | 0 | 0 | 160.399 | 535.729 | 104.66 | 47.719
1653 | 0 | 0 | 0 | 66.717 | 466.233 | 63.381 | 0
1654 | 0 | 0 | 0 | 33.143 | 431.708 | 31.486 | 0
1655 | 0 | 0 | 0 | 21.255 | 409.567 | 20.192 | 0
1656 | 0 | 0 | 0 | 12.62 | 396.421 | 11.989 | 0
1657 | 0 | 0 | 0 | 14.352 | 381.471 | 13.634 | 0
1658 | 0 | 0 | 0 | 15.591 | 365.231 | 14.811 | 0
1659 | 0 | 0 | 0 | 16.139 | 348.419 | 15.332 | 0
1660 | 0 | 0 | 0 | 20.23 | 327.346 | 19.219 | 0
1661 | 0 | 0 | 0 | 51.34 | 273.867 | 48.773 | 0
1662 | 0 | 0 | 0 | 76.916 | 193.746 | 73.07 | 0
1663 | 0 | 1.782 | 0 | 108.112 | 81.13 | 104.398 | 0
1664 | 0 | 45.6 | 0 | 77.885 | 0 | 117.31 | 0
1665 | 0 | 160.069 | 0 | 0 | 0 | 108.232 | 43.833
1666 | 0 | 278.748 | 47.933 | 0 | 46.016 | 78.791 | 140.483
1667 | 0 | 361.24 | 130.425 | 0 | 171.224 | 60.416 | 158.858
1668 | 0 | 382.276 | 151.461 | 0 | 316.626 | 56.686 | 162.589
1669 | 0 | 405.32 | 174.505 | 0 | 484.151 | 60.455 | 158.819
1670 | 0 | 423.598 | 192.783 | 0 | 669.223 | 73.067 | 146.207
1671 | 0 | 385.833 | 155.018 | 0 | 818.04 | 69.292 | 149.982
1672 | 0 | 311.762 | 80.947 | 0 | 895.749 | 100.972 | 118.302
1673 | 0 | 235.651 | 4.836 | 0 | 900.392 | 121.606 | 97.668
1674 | 0 | 109.139 | 0 | 53.928 | 844.216 | 141.77 | 13.145
1675 | 0 | 4.205 | 0 | 142.319 | 695.968 | 139.198 | 0
1676 | 0 | 0 | 0 | 109.528 | 581.876 | 104.052 | 0
1677 | 0 | 0 | 0 | 78.881 | 499.708 | 74.937 | 0
1678 | 0 | 0 | 0 | 36.597 | 461.586 | 34.767 | 0
1679 | 0 | 0 | 0 | 19.086 | 441.705 | 18.132 | 0
1680 | 0 | 0 | 0 | 12.251 | 428.944 | 11.638 | 0
1681 | 0 | 0 | 0 | 13.541 | 414.839 | 12.864 | 0
1682 | 0 | 0 | 0 | 14.656 | 399.572 | 13.923 | 0
1683 | 0 | 0 | 0 | 19.843 | 378.903 | 18.85 | 0
1684 | 0 | 0 | 0 | 18.771 | 359.35 | 17.832 | 0
1685 | 0 | 0 | 0 | 31.119 | 326.935 | 29.563 | 0
1686 | 0 | 0 | 0 | 74.59 | 249.237 | 70.861 | 0
1687 | 0 | 2.044 | 0 | 127.839 | 116.071 | 123.389 | 0
1688 | 0 | 44.814 | 0 | 111.428 | 0 | 148.43 | 0
1689 | 0 | 158.032 | 0 | 0 | 0 | 123.132 | 26.999
1690 | 0 | 265.377 | 34.562 | 0 | 33.179 | 69.545 | 149.729
1691 | 0 | 351.256 | 120.441 | 0 | 148.803 | 37.788 | 181.486
1692 | 0 | 416.622 | 185.807 | 0 | 327.178 | 36.003 | 183.271
1693 | 0 | 416.335 | 185.52 | 0 | 505.277 | 51.415 | 167.86
1694 | 0 | 429.952 | 199.137 | 0 | 696.448 | 60.032 | 159.242
1695 | 0 | 392.609 | 161.794 | 0 | 851.771 | 73.078 | 146.196
1696 | 0 | 328.547 | 97.732 | 0 | 945.593 | 82.925 | 136.35
1697 | 0 | 242.682 | 68.542 | 0 | 1011.394 | 113.642 | 51.791
1698 | 0 | 116.163 | 0 | 63.096 | 945.669 | 170.296 | 0
1699 | 7.127 | 4.254 | 0 | 199.421 | 737.939 | 200.618 | 0
1700 | 0 | 0 | 0 | 170.752 | 560.072 | 162.214 | 0
1701 | 0 | 0 | 0 | 96.385 | 459.671 | 91.566 | 0
1702 | 0 | 0 | 0 | 33.423 | 424.856 | 31.751 | 0
1703 | 0 | 0 | 0 | 15.483 | 408.728 | 14.709 | 0
1704 | 0 | 0 | 0 | 11.593 | 396.652 | 11.013 | 0
1705 | 0 | 0 | 0 | 12.401 | 383.734 | 11.781 | 0
1706 | 0 | 0 | 0 | 14.449 | 368.683 | 13.726 | 0
1707 | 0 | 0 | 0 | 14.959 | 353.101 | 14.211 | 0
1708 | 0 | 0 | 0 | 21.766 | 330.427 | 20.678 | 0
1709 | 0 | 0 | 0 | 33.802 | 295.217 | 32.112 | 0
1710 | 0 | 0 | 0 | 84.552 | 207.142 | 80.324 | 0
1711 | 27.164 | 2.262 | 0 | 110.822 | 91.702 | 134.594 | 0
1712 | 27.164 | 50.882 | 0 | 88.034 | 0 | 159.134 | 0
1713 | 0 | 153.386 | 0 | 0 | 0 | 122.948 | 22.769
1714 | 0 | 270.439 | 39.624 | 0 | 38.04 | 63.799 | 155.476
1715 | 0 | 346.449 | 115.634 | 0 | 149.048 | 38.641 | 180.634
1716 | 0 | 386.222 | 155.407 | 0 | 298.239 | 32.207 | 187.067
1717 | 0 | 390.479 | 159.664 | 0 | 451.516 | 36.801 | 182.473
1718 | 0 | 388.524 | 157.709 | 0 | 602.917 | 41.449 | 177.825
1719 | 0 | 375.55 | 144.735 | 0 | 741.863 | 52.252 | 167.023
1720 | 0 | 312.056 | 162.441 | 0 | 897.806 | 62.601 | 79.533
1721 | 0 | 227.777 | 118.32 | 0 | 1011.394 | 103.984 | 0
1722 | 0 | 93.091 | 0 | 63.453 | 945.297 | 148.717 | 0
1723 | 0 | 4.912 | 0 | 165.491 | 772.91 | 161.883 | 0
1724 | 0 | 0 | 0 | 150.21 | 616.441 | 142.7 | 0
1725 | 0 | 0 | 0 | 86.755 | 526.071 | 82.417 | 0
1726 | 0 | 0 | 0 | 36.538 | 488.011 | 34.711 | 0
1727 | 0 | 0 | 0 | 20.307 | 466.858 | 19.291 | 0
1728 | 0 | 0 | 0 | 9.644 | 456.812 | 9.162 | 0
1729 | 0 | 0 | 0 | 13.659 | 442.584 | 12.976 | 0
1730 | 0 | 0 | 0 | 13.641 | 428.375 | 12.959 | 0
1731 | 0 | 0 | 0 | 22.167 | 405.284 | 21.058 | 0
1732 | 0 | 0 | 0 | 22.72 | 381.618 | 21.584 | 0
1733 | 0 | 0 | 0 | 41.649 | 338.234 | 39.566 | 0
1734 | 0 | 0 | 0 | 91.375 | 243.052 | 86.806 | 0
1735 | 27.164 | 2.154 | 0 | 106.713 | 131.892 | 130.588 | 0
1736 | 0.162 | 46.277 | 0 | 126.617 | 0 | 164.412 | 0
1737 | 0 | 164.139 | 0 | 0 | 0 | 121.394 | 34.538
1738 | 0 | 283.122 | 667.181 | 614.874 | 0 | 67.935 | 151.339
1739 | 0 | 367.872 | 137.057 | 0 | 131.575 | 46.642 | 172.632
1740 | 0 | 427.082 | 196.267 | 0 | 319.992 | 38.644 | 180.63
1741 | 0 | 452.046 | 221.231 | 0 | 532.373 | 37.166 | 182.108
1742 | 0 | 449.427 | 218.612 | 0 | 742.24 | 46.088 | 173.186
1743 | 0 | 416.209 | 185.394 | 0 | 920.218 | 65.971 | 153.303
1744 | 0 | 351.556 | 693.714 | 572.973 | 989.337 | 71.136 | 148.138
1745 | 0 | 253.791 | 22.976 | 0 | 1011.394 | 96.396 | 122.878
1746 | 0 | 123.638 | 0 | 55.216 | 953.877 | 167.023 | 2.888
1747 | 0 | 4.251 | 0 | 178.058 | 768.4 | 173.193 | 0
1748 | 0 | 0 | 0 | 164.827 | 596.706 | 156.585 | 0
1749 | 0 | 0 | 0 | 110.2 | 481.914 | 104.69 | 0
1750 | 0 | 0 | 0 | 45.947 | 434.052 | 43.65 | 0
1751 | 0 | 0 | 0 | 16.017 | 417.367 | 15.216 | 0
1752 | 0 | 0 | 0 | 11.428 | 405.463 | 10.857 | 0
1753 | 0 | 0 | 0 | 13.527 | 391.372 | 12.851 | 0
1754 | 0 | 0 | 0 | 15.426 | 375.304 | 14.655 | 0
1755 | 0 | 0 | 0 | 17.815 | 356.747 | 16.924 | 0
1756 | 0 | 0 | 0 | 23.172 | 332.609 | 22.014 | 0
1757 | 0 | 0 | 0 | 31.007 | 300.31 | 29.457 | 0
1758 | 0 | 0 | 0 | 57.908 | 239.988 | 55.013 | 0
1759 | 0 | 2.392 | 0 | 122.731 | 112.143 | 118.867 | 0
1760 | 0 | 46.59 | 0 | 107.657 | 0 | 146.535 | 0
1761 | 0 | 165.005 | 0 | 0 | 0 | 117.567 | 39.188
1762 | 0 | 283.237 | 52.422 | 0 | 50.325 | 70.267 | 149.007
1763 | 0 | 359.83 | 129.015 | 0 | 174.179 | 42.178 | 177.096
1764 | 0 | 415.386 | 184.571 | 0 | 351.368 | 39.754 | 179.52
1765 | 0 | 441.996 | 363.32 | 152.139 | 541.677 | 37.018 | 182.257
1766 | 0 | 437.222 | 206.407 | 0 | 739.828 | 42.004 | 177.27
1767 | 0 | 402.503 | 171.688 | 0 | 904.648 | 61.967 | 157.307
1768 | 0 | 340.662 | 109.847 | 0 | 1010.102 | 64.742 | 154.532
1769 | 0 | 232.161 | 1.346 | 0 | 1011.394 | 104.08 | 115.194
1770 | 0 | 110.006 | 0 | 46.64 | 962.81 | 139.299 | 9.514
1771 | 0 | 4.76 | 0 | 170.92 | 784.769 | 166.896 | 0
1772 | 0 | 0 | 0 | 166.19 | 611.655 | 157.88 | 0
1773 | 0 | 0 | 0 | 111.059 | 495.968 | 105.506 | 0
1774 | 0 | 0 | 0 | 33.488 | 461.085 | 31.814 | 0
1775 | 0 | 0 | 0 | 17.023 | 443.353 | 16.172 | 0
1776 | 0 | 0 | 0 | 11.09 | 431.801 | 10.535 | 0
1777 | 0 | 0 | 0 | 11.697 | 419.616 | 11.113 | 0
1778 | 0 | 0 | 0 | 12.561 | 406.532 | 11.933 | 0
1779 | 0 | 0 | 0 | 13.223 | 392.758 | 12.562 | 0
1780 | 0 | 0 | 0 | 18.808 | 373.166 | 17.867 | 0
1781 | 0 | 0 | 0 | 33.747 | 338.013 | 32.06 | 0
1782 | 0 | 0 | 0 | 68.119 | 267.056 | 64.713 | 0
1783 | 0 | 2.398 | 0 | 137.161 | 124.18 | 132.581 | 0
1784 | 0 | 44.446 | 0 | 119.213 | 0 | 155.476 | 0
1785 | 0 | 154.697 | 0 | 0 | 0 | 132.649 | 14.314
1786 | 0 | 266.137 | 35.322 | 0 | 33.91 | 72.975 | 146.3
1787 | 0 | 358.674 | 127.859 | 0 | 156.655 | 36.678 | 182.596
1788 | 0 | 413.346 | 182.531 | 0 | 331.884 | 34.732 | 184.542
1789 | 0 | 422.124 | 191.309 | 0 | 515.541 | 39.938 | 179.336
1790 | 0 | 431.233 | 200.418 | 0 | 707.942 | 48.1 | 171.174
1791 | 0 | 360.467 | 129.652 | 0 | 832.408 | 63.436 | 155.838
1792 | 0 | 341.766 | 110.951 | 0 | 938.921 | 72.774 | 146.5
1793 | 0 | 246.052 | 75.493 | 0 | 1011.394 | 113.642 | 48.39
1794 | 0 | 108.433 | 0 | 66.386 | 942.241 | 166.078 | 0
1795 | 0 | 3.941 | 0 | 197.746 | 736.256 | 191.603 | 0
1796 | 0 | 0 | 0 | 179.97 | 548.787 | 170.971 | 0
1797 | 0 | 0 | 0 | 113.81 | 430.236 | 108.119 | 0
1798 | 0 | 0 | 0 | 46.23 | 382.08 | 43.918 | 0
1799 | 0 | 0 | 0 | 17.351 | 364.006 | 16.484 | 0
1800 | 0 | 0 | 0 | 10.378 | 353.195 | 9.859 | 0
1801 | 0 | 0 | 0 | 12.784 | 339.879 | 12.144 | 0
1802 | 0 | 0 | 0 | 14.363 | 324.918 | 13.645 | 0
1803 | 0 | 0 | 0 | 16.445 | 307.787 | 15.623 | 0
1804 | 0 | 0 | 0 | 23.058 | 283.768 | 21.905 | 0
1805 | 0 | 0 | 0 | 39.08 | 243.06 | 37.126 | 0
1806 | 0 | 0 | 0 | 71.197 | 168.896 | 67.637 | 0
1807 | 26.723 | 2.579 | 0 | 74.567 | 91.221 | 100.012 | 0
1808 | 0 | 47.314 | 0 | 87.573 | 0 | 128.142 | 0
1809 | 0 | 163.138 | 0 | 0 | 0 | 114.314 | 40.667
1810 | 0 | 284.873 | 54.058 | 0 | 51.895 | 81.786 | 137.488
1811 | 0 | 366.083 | 245.005 | 109.737 | 172.79 | 64.816 | 154.458
1812 | 0 | 420.752 | 189.937 | 0 | 355.13 | 71.118 | 148.156
1813 | 0 | 450.908 | 1011.394 | 791.301 | 501.796 | 68.679 | 150.596
1814 | 0 | 435.791 | 204.976 | 0 | 698.573 | 69.896 | 149.378
1815 | 0 | 418.043 | 187.228 | 0 | 878.312 | 87.516 | 131.758
1816 | 0 | 347.5 | 116.685 | 0 | 990.33 | 120.209 | 99.065
1817 | 0 | 252.756 | 21.941 | 0 | 1011.394 | 118.374 | 100.9
1818 | 0 | 119.951 | 0 | 110.864 | 895.911 | 144.018 | 75.256
1819 | 0 | 4.527 | 0 | 141.358 | 748.663 | 138.591 | 0
1820 | 0 | 0 | 0 | 230.815 | 508.231 | 92.351 | 126.924
1821 | 0 | 0 | 0 | 97.315 | 406.861 | 58.038 | 34.412
1822 | 0 | 0 | 0 | 35.014 | 370.388 | 33.263 | 0
1823 | 0 | 0 | 0 | 15.806 | 353.923 | 15.016 | 0
1824 | 0 | 0 | 0 | 11.526 | 341.917 | 10.95 | 0
1825 | 0 | 0 | 0 | 13.827 | 327.514 | 13.136 | 0
1826 | 0 | 0 | 0 | 15.738 | 311.12 | 14.951 | 0
1827 | 0 | 0 | 0 | 24.702 | 285.389 | 23.467 | 0
1828 | 0 | 0 | 0 | 20.63 | 263.899 | 19.599 | 0
1829 | 0 | 0 | 0 | 32.771 | 229.762 | 31.133 | 0
1830 | 0 | 0 | 0 | 66.958 | 160.014 | 63.61 | 0
1831 | 0 | 3.071 | 0 | 94.593 | 61.48 | 92.78 | 0
1832 | 0 | 52.171 | 0 | 59.021 | 0 | 105.632 | 0
1833 | 0 | 163.5 | 0 | 0 | 0 | 93.075 | 62.25
1834 | 0 | 277.142 | 46.327 | 0 | 44.474 | 76.839 | 142.435
1835 | 0 | 356.116 | 125.301 | 0 | 164.763 | 71.838 | 147.436
1836 | 0 | 389.775 | 158.96 | 0 | 317.365 | 74.91 | 144.364
1837 | 0 | 419.821 | 189.006 | 0 | 498.81 | 74.046 | 145.228
1838 | 0 | 397.932 | 167.117 | 0 | 659.243 | 76.028 | 143.246
1839 | 0 | 384.151 | 153.336 | 0 | 806.445 | 90.62 | 128.654
1840 | 0 | 308.624 | 145.176 | 0 | 945.814 | 111.752 | 43.523
1841 | 0 | 195.101 | 49.218 | 0 | 993.064 | 138.588 | 0
1842 | 0 | 93.058 | 0 | 76.14 | 913.751 | 160.739 | 0
1843 | 0 | 5.291 | 0 | 135.844 | 772.247 | 134.079 | 0
1844 | 0 | 0 | 0 | 120.19 | 647.049 | 114.181 | 0
1845 | 0 | 0 | 0 | 76.957 | 566.885 | 73.109 | 0
1846 | 0 | 0 | 0 | 38.913 | 526.35 | 36.968 | 0
1847 | 0 | 0 | 0 | 19.857 | 505.666 | 18.864 | 0
1848 | 0 | 0 | 0 | 10.545 | 494.682 | 10.017 | 0
1849 | 0 | 0 | 0 | 13.58 | 480.536 | 12.901 | 0
1850 | 0 | 0 | 0 | 14.068 | 465.881 | 13.365 | 0
1851 | 0 | 0 | 0 | 15.69 | 449.537 | 14.906 | 0
1852 | 0 | 0 | 0 | 30.707 | 417.551 | 29.172 | 0
1853 | 0 | 0 | 0 | 44.942 | 370.736 | 42.695 | 0
1854 | 0 | 0 | 0 | 81.934 | 285.387 | 77.838 | 0
1855 | 0 | 2.89 | 0 | 152.651 | 126.376 | 147.764 | 0
1856 | 0 | 45.479 | 0 | 121.321 | 0 | 158.46 | 0
1857 | 0 | 164.493 | 0 | 0 | 0 | 106.678 | 49.59
1858 | 0 | 283.793 | 52.978 | 0 | 50.859 | 54.07 | 165.204
1859 | 0 | 363.249 | 132.434 | 0 | 177.996 | 36.824 | 182.45
1860 | 0 | 414.069 | 183.254 | 0 | 353.92 | 34.624 | 184.65
1861 | 0 | 421.871 | 191.056 | 0 | 537.333 | 44.523 | 174.751
1862 | 0 | 382.752 | 151.937 | 0 | 683.193 | 40.922 | 178.352
1863 | 0 | 394.768 | 163.953 | 0 | 840.588 | 60.397 | 158.877
1864 | 0 | 337.905 | 142.07 | 0 | 976.975 | 75.535 | 110.509
1865 | 0 | 241.772 | 10.957 | 0 | 987.494 | 105.63 | 113.644
1866 | 0 | 114.648 | 0 | 43.925 | 941.738 | 150.645 | 0
1867 | 0 | 3.858 | 0 | 178.311 | 755.998 | 173.06 | 0
1868 | 0 | 0 | 0 | 138.609 | 611.613 | 131.679 | 0
1869 | 0 | 0 | 0 | 91.688 | 516.105 | 87.104 | 0
1870 | 0 | 0 | 0 | 43.19 | 471.115 | 41.031 | 0
1871 | 0 | 0 | 0 | 16.577 | 453.848 | 15.748 | 0
1872 | 0 | 0 | 0 | 11.388 | 441.985 | 10.819 | 0
1873 | 0 | 0 | 0 | 13.459 | 427.965 | 12.786 | 0
1874 | 0 | 0 | 0 | 13.061 | 414.36 | 12.408 | 0
1875 | 0 | 0 | 0 | 15.121 | 398.609 | 14.365 | 0
1876 | 0 | 0 | 0 | 16.829 | 381.078 | 15.988 | 0
1877 | 0 | 0 | 0 | 32.401 | 347.327 | 30.781 | 0
1878 | 0 | 0 | 0 | 74.98 | 269.222 | 71.231 | 0
1879 | 0 | 2.412 | 0 | 134.904 | 128.697 | 130.45 | 0
1880 | 0 | 41.987 | 0 | 123.549 | 0 | 157.259 | 0
1881 | 0 | 150.8 | 0 | 0 | 0 | 118.004 | 25.256
1882 | 0 | 274.64 | 43.825 | 0 | 42.072 | 61.495 | 157.779
1883 | 0 | 354.536 | 123.721 | 0 | 160.844 | 43.721 | 175.554
1884 | 0 | 416.759 | 185.944 | 0 | 339.35 | 42.781 | 176.493
1885 | 0 | 441.009 | 210.194 | 0 | 541.137 | 38.638 | 180.636
1886 | 0 | 431.477 | 200.662 | 0 | 733.772 | 43.493 | 175.781
1887 | 0 | 379.365 | 148.55 | 0 | 876.38 | 51.307 | 167.967
1888 | 0 | 324.698 | 93.883 | 0 | 966.508 | 72.291 | 146.983
1889 | 0 | 210.516 | 37.907 | 0 | 1002.898 | 101.881 | 62.098
1890 | 0 | 98.51 | 0 | 63.96 | 936.274 | 154.346 | 0
1891 | 0 | 3.374 | 0 | 185.58 | 742.961 | 179.507 | 0
1892 | 0 | 0 | 0 | 161.389 | 574.848 | 153.319 | 0
1893 | 0 | 0 | 0 | 93.709 | 477.234 | 89.024 | 0
1894 | 0 | 0 | 0 | 39.548 | 436.039 | 37.57 | 0
1895 | 0 | 0 | 0 | 15.794 | 419.587 | 15.004 | 0
1896 | 0 | 0 | 0 | 11.674 | 407.427 | 11.09 | 0
1897 | 0 | 0 | 0 | 13.392 | 393.477 | 12.722 | 0
1898 | 0 | 0 | 0 | 14.158 | 378.729 | 13.45 | 0
1899 | 0 | 0 | 0 | 14.822 | 363.289 | 14.081 | 0
1900 | 0 | 0 | 0 | 22.692 | 339.652 | 21.557 | 0
1901 | 0 | 0 | 0 | 29.485 | 308.938 | 28.011 | 0
1902 | 0 | 0 | 0 | 62.14 | 244.209 | 59.033 | 0
1903 | 0 | 2.891 | 0 | 121.484 | 117.663 | 118.156 | 0
1904 | 0 | 44.076 | 0 | 112.956 | 0 | 149.181 | 0
1905 | 0 | 155.395 | 0 | 0 | 0 | 121.989 | 25.637
1906 | 0 | 269.875 | 39.06 | 0 | 37.497 | 66.809 | 152.465
1907 | 0 | 339.439 | 108.624 | 0 | 141.777 | 43.536 | 175.738
1908 | 0 | 424.463 | 193.648 | 0 | 327.679 | 32.546 | 186.728
1909 | 0 | 445.643 | 214.828 | 0 | 533.914 | 38.441 | 180.833
1910 | 0 | 426.577 | 195.762 | 0 | 721.846 | 41.309 | 177.965
1911 | 0 | 370.173 | 139.358 | 0 | 855.629 | 56.735 | 162.539
1912 | 0 | 308.015 | 77.2 | 0 | 929.741 | 72.488 | 146.786
1913 | 0 | 214.547 | 76.822 | 0 | 1003.49 | 122.108 | 8.731
1914 | 0 | 90.695 | 0 | 78.063 | 922.175 | 160.32 | 0
1915 | 0 | 3.36 | 0 | 177.505 | 737.274 | 171.822 | 0
1916 | 0 | 0 | 0 | 156.556 | 574.194 | 148.728 | 0
1917 | 0 | 0 | 0 | 88.708 | 481.79 | 84.273 | 0
1918 | 0 | 0 | 0 | 37.455 | 442.774 | 35.582 | 0
1919 | 0 | 0 | 0 | 14.759 | 427.401 | 14.021 | 0
1920 | 0 | 0 | 0 | 12.709 | 414.163 | 12.073 | 0
1921 | 0 | 0 | 0 | 13.223 | 400.388 | 12.562 | 0
1922 | 0 | 0 | 0 | 16.071 | 383.648 | 15.268 | 0
1923 | 0 | 0 | 0 | 14.933 | 368.092 | 14.187 | 0
1924 | 0 | 0 | 0 | 18.734 | 348.578 | 17.797 | 0
1925 | 0 | 0 | 0 | 33.179 | 314.016 | 31.52 | 0
1926 | 0 | 0 | 0 | 62.642 | 248.764 | 59.51 | 0
1927 | 0 | 3.187 | 0 | 127.25 | 116.213 | 123.915 | 0
1928 | 0 | 41.791 | 0 | 111.564 | 0 | 145.688 | 0
1929 | 0 | 156.457 | 0 | 0 | 0 | 128.45 | 20.185
1930 | 0 | 265.727 | 34.912 | 0 | 33.516 | 64.978 | 154.296
1931 | 0 | 345.692 | 114.877 | 0 | 143.797 | 41.635 | 177.639
1932 | 0 | 399.063 | 168.248 | 0 | 305.316 | 45.475 | 173.799
1933 | 0 | 425.745 | 194.93 | 0 | 492.448 | 43.728 | 175.547
1934 | 0 | 431.452 | 200.637 | 0 | 685.06 | 48.439 | 170.835
1935 | 0 | 385.459 | 154.644 | 0 | 833.518 | 55.538 | 163.737
1936 | 0 | 322.825 | 92.01 | 0 | 921.848 | 67.39 | 151.884
1937 | 0 | 216.847 | 93.277 | 0 | 1011.394 | 102.888 | 14.503
1938 | 0 | 84.613 | 0 | 96.616 | 910.753 | 172.167 | 0
1939 | 0 | 3.569 | 0 | 190.635 | 712.175 | 184.493 | 0
1940 | 0 | 0 | 0 | 167.101 | 538.112 | 158.746 | 0
1941 | 0 | 0 | 0 | 95.644 | 438.483 | 90.861 | 0
1942 | 0 | 0 | 0 | 42.649 | 394.057 | 40.517 | 0
1943 | 0 | 0 | 0 | 15.52 | 377.89 | 14.744 | 0
1944 | 0 | 0 | 0 | 12.532 | 364.836 | 11.906 | 0
1945 | 0 | 0 | 0 | 13.038 | 351.254 | 12.386 | 0
1946 | 14.432 | 0 | 0 | 0 | 351.254 | 14.432 | 0
1947 | 0 | 0 | 0 | 15.219 | 335.401 | 14.458 | 0
1948 | 0 | 0 | 0 | 18.606 | 316.019 | 17.676 | 0
1949 | 27.164 | 0 | 0 | 2.943 | 312.954 | 29.96 | 0
1950 | 0.785 | 0 | 0 | 86.051 | 223.317 | 82.533 | 0
1951 | 27.164 | 3.893 | 0 | 114.314 | 104.24 | 139.46 | 0
1952 | 27.164 | 49.228 | 0 | 100.071 | 0 | 168.998 | 0
1953 | 21.131 | 123.535 | 0 | 0 | 0 | 138.49 | 0
1954 | 0 | 198.324 | 0 | 0 | 0 | 72.443 | 115.965
1955 | 0 | 230.267 | 0 | 0 | 0 | 43.944 | 174.81
1956 | 0 | 334.359 | 103.544 | 0 | 99.403 | 44.707 | 174.567
1957 | 0 | 362.867 | 159.452 | 0 | 252.476 | 38.231 | 155.013
1958 | 0 | 381.971 | 337.871 | 0 | 576.832 | 41.895 | 0
1959 | 0 | 289.17 | 232.526 | 0 | 800.058 | 53.812 | 0
1960 | 0 | 202.272 | 135.813 | 0 | 930.439 | 63.135 | 0
1961 | 0 | 191.878 | 84.328 | 0 | 1011.394 | 102.172 | 0
1962 | 0 | 67.875 | 0 | 97.817 | 909.501 | 157.407 | 0
1963 | 0 | 3.322 | 0 | 217.204 | 683.247 | 209.5 | 0
1964 | 0 | 0 | 0 | 174.195 | 501.793 | 165.485 | 0
1965 | 0 | 0 | 0 | 113.543 | 383.519 | 107.866 | 0
1966 | 0 | 0 | 0 | 46.585 | 334.993 | 44.256 | 0
1967 | 0 | 0 | 0 | 18.853 | 315.355 | 17.91 | 0
1968 | 8.495 | 0 | 0 | 2.785 | 312.454 | 11.14 | 0
1969 | 0 | 0 | 0 | 14.663 | 297.18 | 13.93 | 0
1970 | 0 | 0 | 0 | 14.97 | 281.586 | 14.222 | 0
1971 | 0 | 0 | 0 | 15.029 | 265.931 | 14.278 | 0
1972 | 0 | 0 | 0 | 26.972 | 237.834 | 25.624 | 0
1973 | 0 | 0 | 0 | 44.308 | 191.68 | 42.093 | 0
1974 | 0 | 0 | 0 | 84.055 | 104.122 | 79.853 | 0
1975 | 27.164 | 3.926 | 0 | 66.031 | 35.34 | 93.623 | 0
1976 | 27.164 | 51.575 | 0 | 33.927 | 0 | 108.39 | 0
1977 | 0 | 145.972 | 0 | 0 | 0 | 94.648 | 44.026
1978 | 0 | 228.188 | 0 | 0 | 0 | 86.596 | 130.182
1979 | 0 | 320.946 | 90.131 | 0 | 86.526 | 66.342 | 152.932
1980 | 0 | 395.541 | 164.726 | 0 | 244.663 | 69.214 | 150.06
1981 | 0 | 404.908 | 174.093 | 0 | 411.792 | 86.696 | 132.578
1982 | 0 | 407.01 | 176.195 | 0 | 580.94 | 84.201 | 135.073
1983 | 0 | 354.3 | 123.485 | 0 | 699.485 | 93.926 | 125.348
1984 | 0 | 271.859 | 74.786 | 0 | 771.28 | 101.802 | 85.416
1985 | 0 | 166.406 | 50.089 | 0 | 819.365 | 110.501 | 0
1986 | 0 | 91.042 | 0 | 54.996 | 762.078 | 138.736 | 0
1987 | 0 | 1.953 | 0 | 147.11 | 608.838 | 141.61 | 0
1988 | 0 | 0 | 0 | 111.733 | 492.45 | 106.146 | 0
1989 | 0 | 0 | 0 | 66.661 | 423.011 | 63.328 | 0
1990 | 0 | 0 | 0 | 34.934 | 386.621 | 33.187 | 0
1991 | 0 | 0 | 0 | 20.551 | 365.213 | 19.524 | 0
1992 | 0 | 0 | 0 | 12.176 | 352.53 | 11.567 | 0
1993 | 0 | 0 | 0 | 12.608 | 339.397 | 11.977 | 0
1994 | 0 | 0 | 0 | 13.996 | 324.818 | 13.296 | 0
1995 | 0 | 0 | 0 | 14.419 | 309.799 | 13.698 | 0
1996 | 0 | 0 | 0 | 19.791 | 289.183 | 18.801 | 0
1997 | 0 | 0 | 0 | 34.058 | 253.706 | 32.356 | 0
1998 | 0 | 0 | 0 | 58.93 | 192.321 | 55.983 | 0
1999 | 0 | 3.738 | 0 | 102.601 | 85.444 | 101.023 | 0
2000 | 0 | 42.633 | 0 | 82.027 | 0 | 118.427 | 0
2001 | 0 | 156.574 | 0 | 0 | 0 | 101.859 | 46.887
2002 | 0 | 274.46 | 43.645 | 0 | 41.899 | 85.266 | 134.008
2003 | 0 | 354.138 | 123.323 | 0 | 160.289 | 70.187 | 149.087
2004 | 0 | 395.883 | 165.068 | 0 | 318.755 | 70.641 | 148.634
2005 | 0 | 437.602 | 206.787 | 0 | 517.27 | 63.157 | 156.117
2006 | 0 | 383.978 | 153.163 | 0 | 664.307 | 74.605 | 144.67
2007 | 0 | 388.669 | 157.854 | 0 | 815.846 | 81.038 | 138.236
2008 | 0 | 338.394 | 107.579 | 0 | 919.122 | 107.873 | 111.401
2009 | 0 | 226.813 | 0 | 2.791 | 916.215 | 124.595 | 93.529
2010 | 0 | 100.501 | 0 | 47.219 | 867.029 | 140.334 | 0
2011 | 0 | 3.746 | 0 | 132.034 | 729.494 | 128.991 | 0
2012 | 0 | 0 | 0 | 102.749 | 622.464 | 97.611 | 0
2013 | 0 | 0 | 0 | 77.643 | 541.586 | 73.761 | 0
2014 | 0 | 0 | 0 | 46.296 | 493.361 | 43.981 | 0
2015 | 0 | 0 | 0 | 22.968 | 469.436 | 21.82 | 0
2016 | 0 | 0 | 0 | 12.019 | 456.916 | 11.418 | 0
2017 | 0 | 0 | 0 | 13.478 | 442.877 | 12.804 | 0
2018 | 0 | 0 | 0 | 14.305 | 427.976 | 13.59 | 0
2019 | 0 | 0 | 0 | 13.656 | 413.751 | 12.973 | 0
2020 | 0 | 0 | 0 | 22.555 | 390.256 | 21.428 | 0
2021 | 0 | 0 | 0 | 32.329 | 356.579 | 30.713 | 0
2022 | 0 | 0 | 0 | 78.686 | 274.615 | 74.751 | 0
2023 | 0 | 3.709 | 0 | 139.46 | 129.344 | 136.01 | 0
2024 | 0 | 43.271 | 0 | 124.17 | 0 | 159.069 | 0
2025 | 0 | 161.543 | 0 | 0 | 0 | 127.41 | 26.056
2026 | 0 | 281.757 | 649.774 | 598.832 | 0 | 60.812 | 158.462
2027 | 0 | 364.768 | 133.953 | 0 | 128.595 | 49.288 | 169.986
2028 | 0 | 423.883 | 193.068 | 0 | 313.94 | 53.939 | 165.335
2029 | 0 | 449.645 | 218.83 | 0 | 524.017 | 43.164 | 176.11
2030 | 0 | 444.111 | 252.908 | 39.612 | 725.546 | 46.667 | 172.607
2031 | 0 | 407.584 | 176.769 | 0 | 895.244 | 64.635 | 154.639
2032 | 0 | 341.42 | 110.605 | 0 | 1001.425 | 78.733 | 140.541
2033 | 0 | 241.199 | 10.384 | 0 | 1011.394 | 92.866 | 126.408
2034 | 0 | 109.225 | 0 | 77.575 | 930.586 | 159.875 | 17.585
2035 | 0 | 3.812 | 0 | 182.082 | 740.918 | 176.599 | 0
2036 | 0 | 0 | 0 | 162.865 | 571.267 | 154.722 | 0
2037 | 0 | 0 | 0 | 90.313 | 477.191 | 85.798 | 0
2038 | 0 | 0 | 0 | 31.732 | 444.137 | 30.145 | 0
2039 | 0 | 0 | 0 | 12.492 | 431.124 | 11.867 | 0
2040 | 0 | 0 | 0 | 10.778 | 419.897 | 10.24 | 0
2041 | 0 | 0 | 0 | 12.18 | 407.209 | 11.571 | 0
2042 | 0 | 0 | 0 | 12.409 | 394.283 | 11.788 | 0
2043 | 0 | 0 | 0 | 13.454 | 380.268 | 12.782 | 0
2044 | 0 | 0 | 0 | 17.236 | 362.315 | 16.374 | 0
2045 | 0 | 0 | 0 | 30.737 | 330.297 | 29.2 | 0
2046 | 0 | 0 | 0 | 75.676 | 251.468 | 71.893 | 0
2047 | 0 | 4.064 | 0 | 124.964 | 121.297 | 122.577 | 0
2048 | 0 | 42.936 | 0 | 116.445 | 0 | 151.411 | 0
2049 | 0 | 160.045 | 0 | 0 | 0 | 127.302 | 24.741
2050 | 0 | 277.975 | 47.16 | 0 | 45.274 | 73.847 | 145.428
2051 | 0 | 361.004 | 634.344 | 504.156 | 129.083 | 51.075 | 168.199
2052 | 0 | 421.015 | 190.2 | 0 | 311.674 | 42.635 | 176.64
2053 | 0 | 447.824 | 217.009 | 0 | 520.003 | 42.772 | 176.502
2054 | 0 | 444.544 | 213.729 | 0 | 725.183 | 53.382 | 165.892
2055 | 0 | 407.647 | 176.832 | 0 | 894.941 | 55.873 | 163.402
2056 | 0 | 341.144 | 110.329 | 0 | 1000.857 | 73.464 | 145.81
2057 | 0 | 241.791 | 10.976 | 0 | 1011.394 | 108.681 | 110.593
2058 | 0 | 109.062 | 0 | 62.879 | 945.895 | 163.344 | 0
2059 | 0 | 3.957 | 0 | 176.374 | 762.172 | 171.314 | 0
2060 | 0 | 0 | 0 | 161.869 | 593.558 | 153.776 | 0
2061 | 0 | 0 | 0 | 100.837 | 488.519 | 95.796 | 0
2062 | 0 | 0 | 0 | 45.392 | 441.236 | 43.122 | 0
2063 | 0 | 0 | 0 | 17.116 | 423.407 | 16.26 | 0
2064 | 0 | 0 | 0 | 15.267 | 407.503 | 14.504 | 0
2065 | 0 | 0 | 0 | 15.2 | 391.67 | 14.44 | 0
2066 | 0 | 0 | 0 | 15.839 | 375.17 | 15.047 | 0
2067 | 0 | 0 | 0 | 17.482 | 356.96 | 16.608 | 0
2068 | 0 | 0 | 0 | 19.477 | 336.671 | 18.503 | 0
2069 | 0 | 0 | 0 | 41.714 | 293.219 | 39.628 | 0
2070 | 10.706 | 0 | 0 | 68.46 | 221.907 | 75.743 | 0
2071 | 27.164 | 4.362 | 0 | 114.397 | 102.744 | 139.985 | 0
2072 | 27.164 | 44.315 | 0 | 98.634 | 0 | 162.965 | 0
2073 | 0 | 164.296 | 0 | 0 | 0 | 130.172 | 25.909
2074 | 0 | 285.489 | 54.674 | 0 | 52.487 | 60.258 | 159.017
2075 | 0 | 366.193 | 135.378 | 0 | 182.449 | 45.5 | 173.774
2076 | 0 | 420.491 | 189.676 | 0 | 364.538 | 34.766 | 184.508
2077 | 0 | 442.882 | 611.877 | 399.81 | 535.471 | 42.07 | 177.204
2078 | 0 | 438.661 | 207.846 | 0 | 735.003 | 48.723 | 170.551
2079 | 0 | 403.659 | 172.844 | 0 | 900.934 | 54.321 | 164.953
2080 | 0 | 337.005 | 106.19 | 0 | 1002.876 | 70.982 | 148.293
2081 | 0 | 239.688 | 8.873 | 0 | 1011.394 | 108.481 | 110.793
2082 | 0 | 109.314 | 0 | 77.826 | 930.325 | 172.744 | 5.039
2083 | 0 | 3.909 | 0 | 194.929 | 727.274 | 188.896 | 0
2084 | 0 | 0 | 0 | 147.995 | 573.113 | 140.595 | 0
2085 | 0 | 0 | 0 | 88.497 | 480.928 | 84.072 | 0
2086 | 0 | 0 | 0 | 35.687 | 443.754 | 33.903 | 0
2087 | 0 | 0 | 0 | 16.051 | 427.034 | 15.249 | 0
2088 | 0 | 0 | 0 | 9.916 | 416.705 | 9.42 | 0
2089 | 0 | 0 | 0 | 14.224 | 401.888 | 13.513 | 0
2090 | 0 | 0 | 0 | 13.205 | 388.134 | 12.544 | 0
2091 | 0 | 0 | 0 | 13.021 | 374.57 | 12.37 | 0
2092 | 0 | 0 | 0 | 31.057 | 342.219 | 29.504 | 0
2093 | 0 | 0 | 0 | 28.669 | 312.355 | 27.236 | 0
2094 | 0 | 0 | 0 | 63.48 | 246.23 | 60.306 | 0
2095 | 0 | 4.202 | 0 | 126.261 | 114.708 | 123.94 | 0
2096 | 0 | 42.145 | 0 | 110.12 | 0 | 144.651 | 0
2097 | 0 | 151.463 | 0 | 0 | 0 | 113.201 | 30.689
2098 | 0 | 252.731 | 21.916 | 0 | 21.04 | 55.509 | 163.766
2099 | 0 | 334.476 | 103.661 | 0 | 120.555 | 37.05 | 182.224
2100 | 0 | 392.941 | 162.126 | 0 | 276.195 | 46.753 | 172.521
2101 | 0 | 413.007 | 182.192 | 0 | 451.1 | 39.699 | 179.575
2102 | 0 | 420.682 | 189.867 | 0 | 633.372 | 33.697 | 185.577
2103 | 0 | 386.379 | 155.564 | 0 | 782.713 | 51.815 | 167.46
2104 | 0 | 322.735 | 125.269 | 0 | 902.972 | 74.167 | 113.426
2105 | 0 | 228.192 | 112.94 | 0 | 1011.394 | 109.49 | 0
2106 | 0 | 101.804 | 0 | 64.309 | 944.405 | 157.808 | 0
2107 | 0 | 3.65 | 0 | 190.027 | 746.461 | 183.993 | 0
2108 | 0 | 0 | 0 | 160.549 | 579.222 | 152.522 | 0
2109 | 0 | 0 | 0 | 87.671 | 487.898 | 83.288 | 0
2110 | 0 | 0 | 0 | 33.304 | 453.206 | 31.639 | 0
2111 | 0 | 0 | 0 | 14.036 | 438.585 | 13.334 | 0
2112 | 0 | 0 | 0 | 13.038 | 425.005 | 12.386 | 0
2113 | 0 | 0 | 0 | 14.355 | 410.051 | 13.637 | 0
2114 | 0 | 0 | 0 | 15.421 | 393.987 | 14.65 | 0
2115 | 0 | 0 | 0 | 16.861 | 376.423 | 16.018 | 0
2116 | 0 | 0 | 0 | 24.02 | 351.403 | 22.819 | 0
2117 | 12.482 | 0 | 0 | 23.843 | 326.567 | 35.133 | 0
2118 | 0 | 0 | 0 | 86.515 | 236.447 | 82.189 | 0
2119 | 27.164 | 4.084 | 0 | 120.729 | 110.688 | 145.737 | 0
2120 | 27.164 | 42.59 | 0 | 106.26 | 0 | 168.572 | 0
2121 | 0 | 152.843 | 0 | 0 | 0 | 116.919 | 28.282
2122 | 0 | 275.439 | 44.624 | 0 | 42.839 | 68.352 | 150.922
2123 | 0 | 352.306 | 121.491 | 0 | 159.47 | 43.035 | 176.239
2124 | 0 | 402.032 | 171.217 | 0 | 323.839 | 48.941 | 170.333
2125 | 0 | 424.493 | 193.678 | 0 | 509.77 | 39.667 | 179.607
2126 | 0 | 418.325 | 187.51 | 0 | 689.779 | 50.454 | 168.82
2127 | 0 | 388.533 | 157.718 | 0 | 841.189 | 59.805 | 159.469
2128 | 0 | 325.542 | 94.727 | 0 | 932.127 | 86.741 | 132.534
2129 | 0 | 228.941 | 61.096 | 0 | 990.779 | 113.138 | 46.315
2130 | 0 | 100.99 | 0 | 56.109 | 932.332 | 149.244 | 0
2131 | 0 | 3.698 | 0 | 188.982 | 735.475 | 183.047 | 0
2132 | 0 | 0 | 0 | 154.031 | 575.026 | 146.33 | 0
2133 | 0 | 0 | 0 | 96.672 | 474.326 | 91.839 | 0
2134 | 0 | 0 | 0 | 43.904 | 428.592 | 41.709 | 0
2135 | 0 | 0 | 0 | 19.867 | 407.898 | 18.873 | 0
2136 | 0 | 0 | 0 | 12.616 | 394.756 | 11.986 | 0
2137 | 0 | 0 | 0 | 13.711 | 380.473 | 13.026 | 0
2138 | 0 | 0 | 0 | 14.679 | 365.183 | 13.945 | 0
2139 | 0 | 0 | 0 | 14.312 | 350.275 | 13.596 | 0
2140 | 0 | 0 | 0 | 21.443 | 327.938 | 20.371 | 0
2141 | 0 | 0 | 0 | 38.236 | 288.109 | 36.324 | 0
2142 | 0 | 0 | 0 | 83.875 | 200.739 | 79.681 | 0
2143 | 0 | 4.381 | 0 | 110.827 | 85.295 | 109.447 | 0
2144 | 0 | 40.075 | 0 | 81.883 | 0 | 115.86 | 0
2145 | 0 | 144.393 | 0 | 0 | 0 | 95.588 | 41.585
2146 | 0 | 255.282 | 24.467 | 0 | 23.488 | 76.401 | 142.873
2147 | 0 | 349.699 | 118.884 | 0 | 137.617 | 70.158 | 149.116
2148 | 0 | 394.444 | 163.629 | 0 | 294.701 | 61.272 | 158.002
2149 | 0 | 395.726 | 164.911 | 0 | 453.015 | 64.117 | 155.157
2150 | 0 | 409.059 | 178.244 | 0 | 624.13 | 81.571 | 137.703
2151 | 0 | 381.844 | 151.029 | 0 | 769.118 | 94.576 | 124.698
2152 | 0 | 307.962 | 77.147 | 0 | 843.179 | 101.383 | 117.891
2153 | 0 | 216.767 | 0 | 14.048 | 828.546 | 119.768 | 99.506
2154 | 0 | 84.29 | 0 | 70.088 | 755.537 | 136.625 | 10.034
2155 | 0 | 3.604 | 0 | 141.108 | 608.55 | 137.476 | 0
2156 | 0 | 0 | 0 | 100.18 | 504.196 | 95.171 | 0
2157 | 0 | 0 | 0 | 59.605 | 442.107 | 56.624 | 0
2158 | 0 | 0 | 0 | 35.229 | 405.411 | 33.468 | 0
2159 | 0 | 0 | 0 | 20.332 | 384.232 | 19.315 | 0
2160 | 0 | 0 | 0 | 11.828 | 371.91 | 11.237 | 0
2161 | 0 | 0 | 0 | 12.641 | 358.743 | 12.009 | 0
2162 | 0 | 0 | 0 | 14.284 | 343.864 | 13.569 | 0
2163 | 0 | 0 | 0 | 15.907 | 327.294 | 15.112 | 0
2164 | 0 | 0 | 0 | 23.743 | 302.562 | 22.556 | 0
2165 | 0 | 0 | 0 | 36.211 | 264.842 | 34.4 | 0
2166 | 0 | 0 | 0 | 73.389 | 188.395 | 69.72 | 0
2167 | 0 | 4.534 | 0 | 100.764 | 83.433 | 100.033 | 0
2168 | 0 | 42.626 | 0 | 80.095 | 0 | 116.585 | 0
2169 | 0 | 152.394 | 0 | 0 | 0 | 108.338 | 36.437
2170 | 0 | 271.556 | 40.742 | 0 | 39.112 | 103.471 | 115.803
2171 | 0 | 347.531 | 116.716 | 0 | 151.159 | 71.573 | 147.702
2172 | 0 | 399.43 | 168.615 | 0 | 313.029 | 59.566 | 159.708
2173 | 0 | 419.759 | 188.944 | 0 | 494.416 | 78.875 | 140.399
2174 | 0 | 410.043 | 179.228 | 0 | 666.475 | 88.554 | 130.72
2175 | 0 | 372.456 | 141.641 | 0 | 802.449 | 85.18 | 134.094
2176 | 0 | 305.688 | 157.489 | 0 | 953.639 | 104.607 | 36.183
2177 | 0 | 172.219 | 32.059 | 0 | 984.415 | 133.152 | 0
2178 | 0 | 74.529 | 0 | 73.91 | 907.426 | 141.017 | 0
2179 | 0 | 3.081 | 0 | 142.52 | 758.968 | 138.321 | 0
2180 | 0 | 0 | 0 | 122.859 | 630.99 | 116.716 | 0
2181 | 0 | 0 | 0 | 92.948 | 534.17 | 88.301 | 0
2182 | 0 | 0 | 0 | 36.003 | 496.667 | 34.203 | 0
2183 | 0 | 0 | 0 | 16.918 | 479.044 | 16.072 | 0
2184 | 0 | 0 | 0 | 13.542 | 464.937 | 12.865 | 0
2185 | 0 | 0 | 0 | 13.544 | 450.829 | 12.866 | 0
2186 | 0 | 0 | 0 | 14.142 | 436.097 | 13.435 | 0
2187 | 0 | 0 | 0 | 13.481 | 422.055 | 12.806 | 0
2188 | 0 | 0 | 0 | 22.912 | 398.188 | 21.767 | 0
2189 | 0 | 0 | 0 | 42.199 | 354.231 | 40.089 | 0
2190 | 0 | 0 | 0 | 72.835 | 278.362 | 69.193 | 0
2191 | 0 | 3.968 | 0 | 128.538 | 144.468 | 125.881 | 0
2192 | 0 | 42.873 | 0 | 129.717 | 9.346 | 163.961 | 0
2193 | 0 | 130.657 | 0 | 8.972 | 0 | 132.648 | 0
2194 | 0 | 200.3 | 0 | 0 | 0 | 72.814 | 117.472
2195 | 0 | 237.753 | 6.938 | 0 | 6.661 | 36.314 | 182.96
2196 | 0 | 331.907 | 101.092 | 0 | 103.709 | 36.022 | 183.253
2197 | 0 | 386.439 | 155.624 | 0 | 253.108 | 37.505 | 181.77
2198 | 0 | 397.049 | 308.635 | 0 | 549.398 | 45.71 | 38.283
2199 | 0 | 367.422 | 307.579 | 0 | 844.673 | 56.851 | 0
2200 | 0 | 238.793 | 150.239 | 0 | 988.902 | 84.127 | 0
2201 | 0 | 156.029 | 23.429 | 0 | 1011.394 | 125.97 | 0
2202 | 0 | 61.971 | 0 | 119.451 | 886.966 | 172.351 | 0
2203 | 27.164 | 2.217 | 0 | 155.18 | 725.32 | 176.691 | 0
2204 | 0 | 0 | 0 | 147.081 | 572.111 | 139.727 | 0
2205 | 0 | 0 | 0 | 84.903 | 483.67 | 80.658 | 0
2206 | 0 | 0 | 0 | 32.163 | 450.167 | 30.555 | 0
2207 | 0 | 0 | 0 | 15.358 | 434.169 | 14.59 | 0
2208 | 0 | 0 | 0 | 11.972 | 421.698 | 11.373 | 0
2209 | 0 | 0 | 0 | 14.089 | 407.022 | 13.385 | 0
2210 | 0 | 0 | 0 | 14.429 | 391.992 | 13.707 | 0
2211 | 0 | 0 | 0 | 15.367 | 375.984 | 14.599 | 0
2212 | 0 | 0 | 0 | 19.243 | 355.94 | 18.281 | 0
2213 | 0 | 0 | 0 | 35.398 | 319.067 | 33.628 | 0
2214 | 0 | 0 | 0 | 73.487 | 242.517 | 69.813 | 0
2215 | 2.429 | 4.71 | 0 | 115.822 | 121.87 | 116.934 | 0
2216 | 0 | 39.632 | 0 | 116.995 | 0 | 148.796 | 0
2217 | 0 | 151.385 | 0 | 0 | 0 | 123.413 | 20.402
2218 | 0 | 265.007 | 34.193 | 0 | 32.825 | 70.911 | 148.363
2219 | 0 | 330.079 | 99.264 | 0 | 128.118 | 38.334 | 180.94
2220 | 0 | 350.209 | 119.394 | 0 | 242.736 | 36.374 | 182.9
2221 | 0 | 419.786 | 188.971 | 0 | 424.148 | 42.318 | 176.956
2222 | 0 | 396.926 | 166.111 | 0 | 583.615 | 40.403 | 178.871
2223 | 0 | 378.337 | 185.831 | 0 | 762.013 | 57.955 | 124.926
2224 | 0 | 281.081 | 201.813 | 0 | 955.753 | 75.304 | 0
2225 | 0 | 168.641 | 57.959 | 0 | 1011.394 | 105.148 | 0
2226 | 0 | 77.175 | 0 | 86.54 | 921.248 | 155.53 | 0
2227 | 0 | 3.245 | 0 | 192.525 | 720.701 | 185.982 | 0
2228 | 0 | 0 | 0 | 153.472 | 560.834 | 145.799 | 0
2229 | 0 | 0 | 0 | 103.964 | 452.538 | 98.766 | 0
2230 | 0 | 0 | 0 | 34.172 | 416.942 | 32.463 | 0
2231 | 0 | 0 | 0 | 14.387 | 401.956 | 13.667 | 0
2232 | 0 | 0 | 0 | 11.668 | 389.801 | 11.085 | 0
2233 | 0 | 0 | 0 | 11.543 | 377.777 | 10.966 | 0
2234 | 0 | 0 | 0 | 14.5 | 362.673 | 13.775 | 0
2235 | 0 | 0 | 0 | 13.383 | 348.732 | 12.714 | 0
2236 | 0 | 0 | 0 | 17.413 | 330.594 | 16.542 | 0
2237 | 0 | 0 | 0 | 29.818 | 299.533 | 28.327 | 0
2238 | 0 | 0 | 0 | 69.927 | 226.692 | 66.431 | 0
2239 | 27.164 | 5.2 | 0 | 98.921 | 123.65 | 126.078 | 0
2240 | 0 | 54.241 | 0 | 117.065 | 1.707 | 162.741 | 0
2241 | 1.691 | 147.451 | 0 | 1.638 | 0 | 143.327 | 0
2242 | 0 | 255.775 | 24.96 | 0 | 23.962 | 73.329 | 145.945
2243 | 0 | 329.753 | 98.938 | 0 | 118.942 | 52.761 | 166.514
2244 | 0 | 367.601 | 136.786 | 0 | 250.257 | 34.613 | 184.661
2245 | 0 | 375.925 | 145.11 | 0 | 389.563 | 39.725 | 179.549
2246 | 0 | 408.688 | 177.873 | 0 | 560.32 | 48.797 | 170.478
2247 | 0 | 379.049 | 217.159 | 0 | 768.793 | 57.416 | 96.38
2248 | 0 | 319.017 | 228.216 | 0 | 987.881 | 86.261 | 0
2249 | 0 | 152.423 | 24.493 | 0 | 1011.394 | 121.533 | 0
2250 | 0 | 77.624 | 0 | 107.634 | 899.275 | 175.995 | 0
2251 | 0 | 3.129 | 0 | 184.174 | 707.427 | 177.937 | 0
2252 | 0 | 0 | 0 | 153.904 | 547.11 | 146.209 | 0
2253 | 0 | 0 | 0 | 106.233 | 436.451 | 100.921 | 0
2254 | 0 | 0 | 0 | 44.777 | 389.809 | 42.538 | 0
2255 | 0 | 0 | 0 | 17.321 | 371.765 | 16.455 | 0
2256 | 0 | 0 | 0 | 10.987 | 360.32 | 10.438 | 0
2257 | 0 | 0 | 0 | 11.874 | 347.952 | 11.28 | 0
2258 | 11.491 | 0 | 0 | 0 | 347.952 | 11.491 | 0
2259 | 0 | 0 | 0 | 14.575 | 332.77 | 13.847 | 0
2260 | 0 | 0 | 0 | 22.27 | 309.571 | 21.157 | 0
2261 | 0 | 0 | 0 | 30.325 | 277.983 | 28.809 | 0
2262 | 0 | 0 | 0 | 59.411 | 216.096 | 56.44 | 0
2263 | 27.164 | 4.583 | 0 | 89.775 | 122.581 | 116.804 | 0
2264 | 13.955 | 40.116 | 0 | 117.678 | 0 | 163.859 | 0
2265 | 0 | 141.405 | 0 | 0 | 0 | 122.899 | 11.435
2266 | 0 | 248.448 | 17.633 | 0 | 16.928 | 69.452 | 149.822
2267 | 0 | 332.659 | 101.844 | 0 | 114.698 | 43.638 | 175.637
2268 | 0 | 360.301 | 129.486 | 0 | 239.005 | 44.589 | 174.685
2269 | 0 | 398.575 | 167.76 | 0 | 400.055 | 40.445 | 178.829
2270 | 0 | 416.892 | 186.077 | 0 | 578.688 | 58.234 | 161.04
2271 | 0 | 370.858 | 140.043 | 0 | 713.13 | 55.994 | 163.28
2272 | 0 | 302.22 | 216.319 | 0 | 920.796 | 79.495 | 2.111
2273 | 0 | 216.35 | 94.373 | 0 | 1011.394 | 115.878 | 0
2274 | 0 | 87.219 | 0 | 92.268 | 915.281 | 170.513 | 0
2275 | 27.164 | 3.272 | 0 | 174.147 | 733.879 | 195.712 | 0
2276 | 0 | 0 | 0 | 152.356 | 575.174 | 144.739 | 0
2277 | 0 | 0 | 0 | 98.827 | 472.229 | 93.886 | 0
2278 | 0 | 0 | 0 | 48.882 | 421.31 | 46.438 | 0
2279 | 0 | 0 | 0 | 16.89 | 403.717 | 16.045 | 0
2280 | 0 | 0 | 0 | 10.532 | 392.746 | 10.005 | 0
2281 | 13.202 | 0 | 0 | 0 | 392.746 | 13.202 | 0
2282 | 0 | 0 | 0 | 22.025 | 369.804 | 20.923 | 0
2283 | 0 | 0 | 0 | 17.407 | 351.672 | 16.537 | 0
2284 | 0 | 0 | 0 | 21.689 | 329.079 | 20.604 | 0
2285 | 0 | 0 | 0 | 43.796 | 283.458 | 41.607 | 0
2286 | 10.219 | 0 | 0 | 71.074 | 209.422 | 77.74 | 0
2287 | 27.164 | 6.808 | 0 | 98.529 | 106.788 | 127.234 | 0
2288 | 0 | 57.792 | 0 | 102.517 | 0 | 152.293 | 0
2289 | 0 | 149.244 | 0 | 0 | 0 | 135.276 | 6.506
2290 | 0 | 253.225 | 22.41 | 0 | 21.513 | 61.246 | 158.028
2291 | 0 | 313.352 | 82.537 | 0 | 100.749 | 35.437 | 183.837
2292 | 0 | 369.368 | 138.553 | 0 | 233.759 | 27.216 | 192.058
2293 | 0 | 396.064 | 165.249 | 0 | 392.398 | 34.304 | 184.97
2294 | 0 | 368.183 | 313.412 | 0 | 693.274 | 49.799 | 2.234
2295 | 0 | 327.661 | 96.846 | 0 | 786.245 | 54.68 | 164.595
2296 | 0 | 242.594 | 157.534 | 0 | 937.478 | 80.807 | 0
2297 | 0 | 161.969 | 51.361 | 0 | 986.784 | 105.078 | 0
2298 | 0 | 63.926 | 0 | 104.149 | 878.295 | 159.672 | 0
2299 | 0 | 4.528 | 0 | 187.51 | 682.973 | 182.436 | 0
2300 | 0 | 0 | 0 | 167.733 | 508.25 | 159.347 | 0
2301 | 0 | 0 | 0 | 94.131 | 410.197 | 89.424 | 0
2302 | 0 | 0 | 0 | 39.653 | 368.892 | 37.671 | 0
2303 | 0 | 0 | 0 | 15.176 | 353.083 | 14.417 | 0
2304 | 0 | 0 | 0 | 12.977 | 339.566 | 12.328 | 0
2305 | 0 | 0 | 0 | 14.251 | 324.721 | 13.538 | 0
2306 | 0 | 0 | 0 | 15.544 | 308.53 | 14.766 | 0
2307 | 0 | 0 | 0 | 16.629 | 291.208 | 15.798 | 0
2308 | 0 | 0 | 0 | 25.835 | 264.296 | 24.543 | 0
2309 | 0 | 0 | 0 | 39.275 | 223.385 | 37.311 | 0
2310 | 0 | 0 | 0 | 70.947 | 149.482 | 67.4 | 0
2311 | 0 | 7.149 | 0 | 86.038 | 59.859 | 88.527 | 0
2312 | 0 | 49.66 | 0 | 57.465 | 0 | 101.769 | 0
2313 | 0 | 148.023 | 0 | 0 | 0 | 88.274 | 52.348
2314 | 0 | 252.398 | 21.583 | 0 | 20.72 | 70.95 | 148.324
2315 | 0 | 323.862 | 93.047 | 0 | 110.045 | 60.35 | 158.924
2316 | 0 | 359.881 | 129.066 | 0 | 233.949 | 62.296 | 156.979
2317 | 0 | 365.153 | 134.338 | 0 | 362.913 | 75.17 | 144.104
2318 | 0 | 384.307 | 153.492 | 0 | 510.265 | 91.66 | 127.614
2319 | 0 | 347.047 | 167.891 | 0 | 671.44 | 94.701 | 75.498
2320 | 0 | 290.267 | 187.963 | 0 | 851.884 | 97.189 | 0
2321 | 0 | 177.792 | 41.252 | 0 | 891.487 | 129.713 | 0
2322 | 0 | 73.453 | 0 | 89.749 | 797.998 | 155.042 | 0
2323 | 0 | 3.411 | 0 | 151.774 | 639.9 | 147.426 | 0
2324 | 0 | 0 | 0 | 111.925 | 523.312 | 106.329 | 0
2325 | 0 | 0 | 0 | 94.195 | 425.191 | 89.486 | 0
2326 | 0 | 0 | 0 | 48.708 | 374.454 | 46.273 | 0
2327 | 0 | 0 | 0 | 21.707 | 351.843 | 20.621 | 0
2328 | 0 | 0 | 0 | 10.134 | 341.287 | 9.627 | 0
2329 | 0 | 0 | 0 | 12.766 | 327.989 | 12.127 | 0
2330 | 0 | 0 | 0 | 15.264 | 312.09 | 14.5 | 0
2331 | 0 | 0 | 0 | 15.546 | 295.896 | 14.769 | 0
2332 | 0 | 0 | 0 | 22.086 | 272.889 | 20.982 | 0
2333 | 0 | 0 | 0 | 31.315 | 240.269 | 29.749 | 0
2334 | 0 | 0 | 0 | 63.321 | 174.31 | 60.155 | 0
2335 | 0 | 4.102 | 0 | 94.195 | 76.191 | 93.382 | 0
2336 | 0 | 37.279 | 0 | 73.143 | 0 | 104.901 | 0
2337 | 0 | 147.939 | 0 | 0 | 0 | 80.962 | 59.58
2338 | 0 | 258.841 | 28.026 | 0 | 26.905 | 74.94 | 144.334
2339 | 0 | 348.874 | 118.06 | 0 | 140.242 | 60.079 | 159.196
2340 | 0 | 330.516 | 99.702 | 0 | 235.955 | 61.529 | 157.746
2341 | 0 | 324.072 | 93.257 | 0 | 325.481 | 67.343 | 151.931
2342 | 0 | 380.811 | 149.996 | 0 | 469.478 | 82.231 | 137.043
2343 | 0 | 371.969 | 218.115 | 0 | 678.868 | 94.032 | 52.129
2344 | 0 | 312.056 | 188.661 | 0 | 859.983 | 117.225 | 0
2345 | 0 | 209.27 | 60.848 | 0 | 918.396 | 141.001 | 0
2346 | 0 | 86.686 | 0 | 68.968 | 846.554 | 147.872 | 0
2347 | 0 | 4.088 | 0 | 134.45 | 706.502 | 131.612 | 0
2348 | 0 | 0 | 0 | 111.09 | 590.782 | 105.536 | 0
2349 | 0 | 0 | 0 | 67.341 | 520.636 | 63.974 | 0
2350 | 0 | 0 | 0 | 34.918 | 484.263 | 33.172 | 0
2351 | 0 | 0 | 0 | 28.305 | 454.779 | 26.889 | 0
2352 | 0 | 0 | 0 | 10.814 | 443.514 | 10.273 | 0
2353 | 0 | 0 | 0 | 13.846 | 429.092 | 13.153 | 0
2354 | 0 | 0 | 0 | 13.313 | 415.224 | 12.648 | 0
2355 | 0 | 0 | 0 | 13.231 | 401.441 | 12.57 | 0
2356 | 0 | 0 | 0 | 18.119 | 382.567 | 17.213 | 0
2357 | 0 | 0 | 0 | 31.111 | 350.16 | 29.555 | 0
2358 | 0 | 0 | 0 | 68.24 | 279.077 | 64.828 | 0
2359 | 0 | 4.307 | 0 | 134.587 | 138.882 | 131.949 | 0
2360 | 0 | 48.358 | 0 | 127.342 | 6.235 | 166.915 | 0
2361 | 0 | 122.074 | 0 | 5.986 | 0 | 121.656 | 0
2362 | 0 | 189.928 | 0 | 0 | 0 | 64.757 | 115.674
2363 | 0 | 291.226 | 60.411 | 0 | 57.994 | 37.69 | 181.584
2364 | 0 | 375.125 | 144.31 | 0 | 196.532 | 29.688 | 189.586
2365 | 0 | 389.462 | 158.647 | 0 | 348.834 | 37.492 | 181.782
2366 | 0 | 390.109 | 311.901 | 0 | 648.258 | 50.267 | 24.031
2367 | 0 | 312.6 | 252.38 | 0 | 890.543 | 57.209 | 0
2368 | 0 | 195.868 | 118.937 | 0 | 1004.722 | 73.085 | 0
2369 | 0 | 131.565 | 6.95 | 0 | 1011.394 | 118.385 | 0
2370 | 0 | 64.165 | 0 | 110.768 | 896.01 | 166.186 | 0
2371 | 0 | 3.035 | 0 | 190.769 | 697.293 | 184.114 | 0
2372 | 0 | 0 | 0 | 163.707 | 526.765 | 155.522 | 0
2373 | 0 | 0 | 0 | 90.99 | 431.984 | 86.441 | 0
2374 | 0 | 0 | 0 | 33.638 | 396.944 | 31.956 | 0
2375 | 0 | 0 | 0 | 15.717 | 380.572 | 14.931 | 0
2376 | 0 | 0 | 0 | 10.169 | 369.979 | 9.66 | 0
2377 | 0 | 0 | 0 | 13.69 | 355.719 | 13.005 | 0
2378 | 13.09 | 0 | 0 | 0 | 355.719 | 13.09 | 0
2379 | 0 | 0 | 0 | 17.973 | 336.997 | 17.075 | 0
2380 | 0 | 0 | 0 | 20.665 | 315.471 | 19.632 | 0
2381 | 0 | 0 | 0 | 30.12 | 284.096 | 28.614 | 0
2382 | 0 | 0 | 0 | 70.197 | 210.974 | 66.688 | 0
2383 | 27.164 | 3.207 | 0 | 105.603 | 100.971 | 130.533 | 0
2384 | 11.324 | 54.07 | 0 | 96.932 | 0 | 154.776 | 0
2385 | 0 | 131.062 | 0 | 0 | 0 | 113.604 | 10.905
2386 | 0 | 217.826 | 0 | 0 | 0 | 60.242 | 146.693
2387 | 0 | 300.615 | 69.8 | 0 | 67.008 | 41.33 | 177.945
2388 | 0 | 375.497 | 144.682 | 0 | 205.903 | 37.239 | 182.035
2389 | 0 | 395.532 | 164.717 | 0 | 364.031 | 33.651 | 185.623
2390 | 0 | 384.175 | 176.887 | 0 | 533.842 | 39.222 | 157.702
2391 | 0 | 319.402 | 249.647 | 0 | 773.503 | 66.267 | 0
2392 | 0 | 250.756 | 181.454 | 0 | 947.699 | 65.837 | 0
2393 | 0 | 162.083 | 66.349 | 0 | 1011.394 | 90.947 | 0
2394 | 0 | 60.109 | 0 | 100.351 | 906.862 | 152.438 | 0
2395 | 24.823 | 2.946 | 0 | 166.264 | 733.67 | 185.572 | 0
2396 | 0 | 0 | 0 | 149.377 | 578.069 | 141.908 | 0
2397 | 0 | 0 | 0 | 97.772 | 476.223 | 92.884 | 0
2398 | 0 | 0 | 0 | 41.64 | 432.848 | 39.558 | 0
2399 | 0 | 0 | 0 | 14.201 | 418.055 | 13.491 | 0
2400 | 0 | 0 | 0 | 11.241 | 406.346 | 10.679 | 0
2401 | 0 | 0 | 0 | 12.421 | 393.407 | 11.8 | 0
2402 | 0 | 0 | 0 | 12.098 | 380.806 | 11.493 | 0
2403 | 0 | 0 | 0 | 18.383 | 361.656 | 17.464 | 0
2404 | 0 | 0 | 0 | 23.358 | 337.325 | 22.19 | 0
2405 | 0 | 0 | 0 | 38.497 | 297.224 | 36.572 | 0
2406 | 27.164 | 0 | 0 | 43.231 | 252.192 | 68.233 | 0
2407 | 27.164 | 4.744 | 0 | 110.883 | 136.689 | 137.009 | 0
2408 | 27.164 | 38.26 | 0 | 131.222 | 0 | 188.172 | 0
2409 | 0 | 143.537 | 0 | 0 | 0 | 132.759 | 3.602
2410 | 0 | 253.409 | 22.594 | 0 | 21.691 | 59.723 | 159.551
2411 | 0 | 312.293 | 81.478 | 0 | 99.91 | 40.824 | 178.45
2412 | 0 | 371.793 | 140.978 | 0 | 235.249 | 35.59 | 183.684
2413 | 0 | 418.764 | 187.949 | 0 | 415.68 | 38.417 | 180.857
2414 | 0 | 409.143 | 178.328 | 0 | 586.875 | 43.278 | 175.996
2415 | 0 | 363.318 | 155.313 | 0 | 735.975 | 59.232 | 138.373
2416 | 0 | 301.683 | 215.206 | 0 | 942.573 | 82.153 | 0
2417 | 0 | 192.418 | 71.689 | 0 | 1011.394 | 114.693 | 0
2418 | 0 | 74.142 | 0 | 109.783 | 897.036 | 174.729 | 0
2419 | 27.164 | 2.965 | 0 | 179.154 | 710.417 | 200.177 | 0
2420 | 0 | 0 | 0 | 152.367 | 551.702 | 144.749 | 0
2421 | 0 | 0 | 0 | 110.297 | 436.809 | 104.782 | 0
2422 | 0 | 0 | 0 | 44.768 | 390.176 | 42.529 | 0
2423 | 0 | 0 | 0 | 18.325 | 371.087 | 17.409 | 0
2424 | 11.991 | 0 | 0 | 0 | 371.087 | 11.991 | 0
2425 | 6.489 | 0 | 0 | 8.074 | 362.676 | 14.16 | 0
2426 | 16.065 | 0 | 0 | 0 | 362.676 | 16.065 | 0
2427 | 15.693 | 0 | 0 | 0 | 362.676 | 15.693 | 0
2428 | 18.215 | 0 | 0 | 0 | 362.676 | 18.215 | 0
2429 | 27.164 | 0 | 0 | 7.905 | 354.442 | 34.674 | 0
2430 | 27.164 | 0 | 0 | 56.529 | 295.557 | 80.867 | 0
2431 | 27.164 | 3.979 | 0 | 114.123 | 176.679 | 139.36 | 0
2432 | 27.164 | 33.976 | 0 | 117.726 | 54.048 | 171.281 | 0
2433 | 27.164 | 49.615 | 0 | 51.886 | 0 | 123.589 | 0
2434 | 0 | 124.699 | 0 | 0 | 0 | 61.949 | 56.515
2435 | 0 | 169.205 | 0 | 0 | 0 | 31.947 | 128.798
2436 | 0 | 235.369 | 125.217 | 0 | 120.208 | 31.078 | 73.567
2437 | 0 | 249.19 | 202.843 | 0 | 314.938 | 44.029 | 0
2438 | 0 | 288.823 | 240.024 | 0 | 545.36 | 46.359 | 0
2439 | 0 | 270.129 | 199.488 | 0 | 736.869 | 67.108 | 0
2440 | 0 | 273.176 | 198.963 | 0 | 927.873 | 70.503 | 0
2441 | 0 | 197.914 | 87.001 | 0 | 1011.394 | 105.368 | 0
2442 | 0 | 46.942 | 0 | 119.323 | 887.099 | 157.951 | 0
2443 | 27.164 | 1.223 | 0 | 153.857 | 726.831 | 174.49 | 0
2444 | 0 | 0 | 0 | 158.794 | 561.421 | 150.854 | 0
2445 | 0 | 0 | 0 | 105.309 | 451.724 | 100.043 | 0
2446 | 0 | 0 | 0 | 42.349 | 407.61 | 40.232 | 0
2447 | 0 | 0 | 0 | 17.946 | 388.916 | 17.049 | 0
2448 | 0 | 0 | 0 | 15.393 | 372.882 | 14.624 | 0
2449 | 0 | 0 | 0 | 15.069 | 357.185 | 14.315 | 0
2450 | 0 | 0 | 0 | 14.016 | 342.585 | 13.315 | 0
2451 | 0 | 0 | 0 | 16.896 | 324.985 | 16.051 | 0
2452 | 0 | 0 | 0 | 18.338 | 305.883 | 17.421 | 0
2453 | 0 | 0 | 0 | 32.561 | 271.965 | 30.933 | 0
2454 | 20.328 | 0 | 0 | 59.061 | 210.444 | 76.435 | 0
2455 | 27.164 | 5.865 | 0 | 98.918 | 107.404 | 126.708 | 0
2456 | 27.164 | 39.116 | 0 | 103.108 | 0 | 162.277 | 0
2457 | 0 | 143.678 | 0 | 0 | 0 | 122.805 | 13.69
2458 | 0 | 247.204 | 16.389 | 0 | 15.734 | 66.743 | 152.531
2459 | 0 | 327.034 | 96.219 | 0 | 108.104 | 47.282 | 171.993
2460 | 0 | 358.968 | 128.153 | 0 | 231.131 | 42.43 | 176.844
2461 | 0 | 390.207 | 159.392 | 0 | 384.147 | 48.181 | 171.093
2462 | 0 | 393.961 | 163.146 | 0 | 540.768 | 50.645 | 168.629
2463 | 0 | 352.208 | 219.07 | 0 | 751.075 | 59.667 | 66.813
2464 | 0 | 286.403 | 220.656 | 0 | 962.904 | 62.46 | 0
2465 | 0 | 167.171 | 50.51 | 0 | 1011.394 | 110.828 | 0
2466 | 0 | 54.006 | 0 | 124.119 | 882.104 | 169.218 | 0
2467 | 0 | 2.357 | 0 | 211.008 | 662.303 | 202.697 | 0
2468 | 0 | 0 | 0 | 176.085 | 478.882 | 167.28 | 0
2469 | 0 | 0 | 0 | 93.478 | 381.509 | 88.804 | 0
2470 | 0 | 0 | 0 | 41.576 | 338.2 | 39.497 | 0
2471 | 0 | 0 | 0 | 16.254 | 321.269 | 15.442 | 0
2472 | 0 | 0 | 0 | 10.71 | 310.112 | 10.175 | 0
2473 | 0 | 0 | 0 | 11.299 | 298.343 | 10.734 | 0
2474 | 0 | 0 | 0 | 13.417 | 284.367 | 12.746 | 0
2475 | 0 | 0 | 0 | 15.774 | 267.936 | 14.985 | 0
2476 | 0 | 0 | 0 | 27.99 | 238.779 | 26.591 | 0
2477 | 0 | 0 | 0 | 35.026 | 202.293 | 33.275 | 0
2478 | 0 | 0 | 0 | 66.036 | 133.506 | 62.734 | 0
2479 | 8.809 | 5.991 | 0 | 83.158 | 46.883 | 93.501 | 0
2480 | 27.164 | 48.802 | 0 | 45.008 | 0 | 116.283 | 0
2481 | 0 | 131.011 | 0 | 0 | 0 | 100.624 | 23.836
2482 | 0 | 225.004 | 0 | 0 | 0 | 83.016 | 130.737
2483 | 0 | 289.937 | 59.122 | 0 | 56.757 | 71.789 | 147.486
2484 | 0 | 369.186 | 138.371 | 0 | 189.593 | 70.13 | 149.144
2485 | 0 | 347.147 | 131.683 | 0 | 316.009 | 64.096 | 140.594
2486 | 0 | 366.221 | 286.41 | 0 | 590.962 | 75.82 | 0
2487 | 0 | 329.14 | 228.44 | 0 | 810.265 | 95.665 | 0
2488 | 0 | 264.614 | 156.846 | 0 | 960.836 | 102.38 | 0
2489 | 0 | 177.665 | 52.664 | 0 | 1011.394 | 118.751 | 0
2490 | 0 | 61.42 | 0 | 88.309 | 919.405 | 142.243 | 0
2491 | 0 | 2.665 | 0 | 152.163 | 760.902 | 147.086 | 0
2492 | 0 | 0 | 0 | 107.267 | 649.166 | 101.904 | 0
2493 | 0 | 0 | 0 | 66.599 | 579.792 | 63.269 | 0
2494 | 0 | 0 | 0 | 38.298 | 539.898 | 36.383 | 0
2495 | 0 | 0 | 0 | 19.535 | 519.549 | 18.558 | 0
2496 | 0 | 0 | 0 | 11.678 | 507.385 | 11.094 | 0
2497 | 0 | 0 | 0 | 14.457 | 492.325 | 13.734 | 0
2498 | 0 | 0 | 0 | 15.986 | 475.673 | 15.187 | 0
2499 | 0 | 0 | 0 | 16.734 | 458.242 | 15.897 | 0
2500 | 0 | 0 | 0 | 22.696 | 434.6 | 21.561 | 0
2501 | 0 | 0 | 0 | 39.977 | 392.958 | 37.978 | 0
2502 | 0 | 0 | 0 | 78.281 | 311.415 | 74.367 | 0
2503 | 0.902 | 5.865 | 0 | 98.342 | 208.975 | 99.898 | 0
2504 | 0 | 26.64 | 0 | 104.684 | 99.929 | 124.758 | 0
2505 | 27.164 | 73.82 | 0 | 1.855 | 97.997 | 99.055 | 0
2506 | 0 | 143.314 | 56.326 | 0 | 152.07 | 82.639 | 0
2507 | 0 | 161.89 | 89.489 | 0 | 237.979 | 68.781 | 0
2508 | 0 | 165.128 | 95.716 | 0 | 329.867 | 65.941 | 0
2509 | 0 | 146.845 | 84.879 | 0 | 411.35 | 58.868 | 0
2510 | 0 | 97.645 | 25.509 | 0 | 435.839 | 68.529 | 0
2511 | 0 | 150.682 | 59.199 | 0 | 492.67 | 86.909 | 0
2512 | 0 | 241.569 | 124.597 | 0 | 612.283 | 111.124 | 0
2513 | 0 | 152.214 | 8.436 | 0 | 620.381 | 136.589 | 0
2514 | 27.164 | 33.385 | 0 | 111.456 | 504.282 | 164.762 | 0
2515 | 27.164 | 2.4 | 0 | 116.976 | 382.432 | 140.571 | 0
2516 | 27.164 | 0 | 0 | 82.201 | 296.806 | 105.255 | 0
2517 | 27.164 | 0 | 0 | 33.543 | 261.865 | 59.029 | 0
2518 | 27.164 | 0 | 0 | 10.249 | 251.19 | 36.9 | 0
2519 | 20.909 | 0 | 0 | 0 | 251.19 | 20.909 | 0
2520 | 11.566 | 0 | 0 | 0 | 251.19 | 11.566 | 0
2521 | 12.739 | 0 | 0 | 0 | 251.19 | 12.739 | 0
2522 | 12.003 | 0 | 0 | 0 | 251.19 | 12.003 | 0
2523 | 20.44 | 0 | 0 | 0 | 251.19 | 20.44 | 0
2524 | 21.328 | 0 | 0 | 0 | 251.19 | 21.328 | 0
2525 | 27.164 | 0 | 0 | 0.795 | 250.362 | 27.919 | 0
2526 | 27.164 | 0 | 0 | 40.622 | 208.047 | 65.754 | 0
2527 | 27.164 | 5.702 | 0 | 103.208 | 100.539 | 130.629 | 0
2528 | 27.164 | 34.824 | 0 | 96.517 | 0 | 151.937 | 0
2529 | 0 | 142.323 | 0 | 0 | 0 | 130.229 | 4.978
2530 | 0 | 247.821 | 17.006 | 0 | 16.326 | 67.899 | 151.375
2531 | 0 | 270.489 | 39.674 | 0 | 54.413 | 42.462 | 176.812
2532 | 0 | 297.591 | 66.776 | 0 | 118.518 | 41.773 | 177.501
2533 | 0 | 352.396 | 121.581 | 0 | 235.236 | 37.509 | 181.765
2534 | 0 | 380.189 | 275.339 | 0 | 499.562 | 39.295 | 60.312
2535 | 0 | 329.307 | 271.86 | 0 | 760.547 | 54.575 | 0
2536 | 0 | 272.067 | 193.366 | 0 | 946.178 | 74.766 | 0
2537 | 0 | 180.573 | 67.933 | 0 | 1011.394 | 107.009 | 0
2538 | 0 | 76.08 | 0 | 90.556 | 917.065 | 158.304 | 0
2539 | 0 | 3.206 | 0 | 195.672 | 713.24 | 188.934 | 0
2540 | 0 | 0 | 0 | 156.233 | 550.497 | 148.421 | 0
2541 | 0 | 0 | 0 | 98.965 | 447.409 | 94.016 | 0
2542 | 0 | 0 | 0 | 34.178 | 411.807 | 32.469 | 0
2543 | 0 | 0 | 0 | 19.975 | 390.999 | 18.977 | 0
2544 | 0 | 0 | 0 | 10.943 | 379.6 | 10.396 | 0
2545 | 0 | 0 | 0 | 12.777 | 366.291 | 12.138 | 0
2546 | 0 | 0 | 0 | 13.805 | 351.911 | 13.114 | 0
2547 | 0 | 0 | 0 | 15.634 | 335.626 | 14.852 | 0
2548 | 0 | 0 | 0 | 21.279 | 313.46 | 20.215 | 0
2549 | 0 | 0 | 0 | 32.251 | 279.865 | 30.639 | 0
2550 | 27.164 | 0 | 0 | 45.394 | 232.58 | 70.288 | 0
2551 | 27.164 | 5.197 | 0 | 101.7 | 126.642 | 128.716 | 0
2552 | 17.931 | 33.407 | 0 | 121.576 | 0 | 165.165 | 0
2553 | 0 | 138.44 | 0 | 0 | 0 | 129.86 | 1.658
2554 | 0 | 254.048 | 23.233 | 0 | 22.304 | 67.507 | 151.768
2555 | 0 | 322.717 | 91.902 | 0 | 110.53 | 48.158 | 171.116
2556 | 0 | 363.405 | 132.59 | 0 | 237.817 | 38.271 | 181.004
2557 | 0 | 375.599 | 144.784 | 0 | 376.81 | 45.487 | 173.787
2558 | 0 | 363.56 | 138.255 | 0 | 509.535 | 49.419 | 164.621
2559 | 0 | 327.761 | 259.667 | 0 | 758.815 | 64.69 | 0
2560 | 0 | 279.592 | 191.853 | 0 | 942.994 | 83.351 | 0
2561 | 0 | 179.998 | 71.25 | 0 | 1011.394 | 103.31 | 0
2562 | 0 | 68.693 | 0 | 89.515 | 918.15 | 150.297 | 0
2563 | 0 | 2.421 | 0 | 185.849 | 724.556 | 178.857 | 0
2564 | 0 | 0 | 0 | 157.118 | 560.892 | 149.262 | 0
2565 | 0 | 0 | 0 | 91.277 | 465.811 | 86.713 | 0
2566 | 0 | 0 | 0 | 39.428 | 424.74 | 37.457 | 0
2567 | 0 | 0 | 0 | 17.349 | 406.669 | 16.481 | 0
2568 | 0 | 0 | 0 | 10.187 | 396.058 | 9.677 | 0
2569 | 0 | 0 | 0 | 13.263 | 382.242 | 12.6 | 0
2570 | 0 | 0 | 0 | 12.669 | 369.044 | 12.036 | 0
2571 | 0 | 0 | 0 | 15.415 | 352.987 | 14.644 | 0
2572 | 6.508 | 0 | 0 | 11.696 | 340.804 | 17.619 | 0
2573 | 0 | 0 | 0 | 45.279 | 293.638 | 43.015 | 0
2574 | 0 | 0 | 0 | 54.574 | 236.79 | 51.845 | 0
2575 | 27.164 | 2.124 | 0 | 95.549 | 137.259 | 119.953 | 0
2576 | 27.164 | 21.362 | 0 | 118.446 | 13.878 | 159.981 | 0
2577 | 27.164 | 85.819 | 0 | 13.323 | 0 | 121.348 | 0
2578 | 0 | 151.204 | 80.806 | 0 | 77.574 | 63.914 | 2.965
2579 | 0 | 250.195 | 201.909 | 0 | 271.407 | 45.872 | 0
2580 | 0 | 268.192 | 228.469 | 0 | 490.737 | 37.737 | 0
2581 | 0 | 272.057 | 227.456 | 0 | 709.094 | 42.371 | 0
2582 | 0 | 163.382 | 115.094 | 0 | 819.584 | 45.874 | 0
2583 | 0 | 194.651 | 134.119 | 0 | 948.339 | 57.505 | 0
2584 | 0 | 146.956 | 65.682 | 0 | 1011.394 | 77.21 | 0
2585 | 0 | 78.124 | 0 | 38.187 | 971.616 | 110.496 | 0
2586 | 0 | 45.118 | 0 | 137.042 | 828.864 | 173.052 | 0
2587 | 0 | 3.207 | 0 | 188.175 | 632.848 | 181.814 | 0
2588 | 0 | 0 | 0 | 149.319 | 477.308 | 141.853 | 0
2589 | 0 | 0 | 0 | 111.5 | 361.162 | 105.925 | 0
2590 | 0 | 0 | 0 | 39.598 | 319.914 | 37.618 | 0
2591 | 0 | 0 | 0 | 17.172 | 302.026 | 16.314 | 0
2592 | 0 | 0 | 0 | 13.65 | 287.808 | 12.967 | 0
2593 | 14.358 | 0 | 0 | 0 | 287.808 | 14.358 | 0
2594 | 0 | 0 | 0 | 14.426 | 272.781 | 13.705 | 0
2595 | 0 | 0 | 0 | 15.329 | 256.813 | 14.563 | 0
2596 | 0 | 0 | 0 | 23.388 | 232.45 | 22.219 | 0
2597 | 16.77 | 0 | 0 | 19.005 | 212.654 | 34.824 | 0
2598 | 27.164 | 0 | 0 | 39.312 | 171.704 | 64.51 | 0
2599 | 27.164 | 7.82 | 0 | 95.368 | 72.362 | 125.192 | 0
2600 | 27.164 | 50.956 | 0 | 69.468 | 0 | 141.566 | 0
2601 | 6.632 | 126.074 | 0 | 0 | 0 | 126.402 | 0
2602 | 0 | 203.252 | 0 | 0 | 0 | 73.631 | 119.458
2603 | 0 | 249.427 | 49.798 | 0 | 47.806 | 40.467 | 149.181
2604 | 0 | 287.554 | 248.751 | 0 | 286.607 | 36.862 | 0
2605 | 0 | 314.666 | 256.174 | 0 | 532.535 | 55.568 | 0
2606 | 0 | 293.519 | 243.898 | 0 | 766.677 | 47.14 | 0
2607 | 0 | 236.816 | 162.747 | 0 | 922.914 | 70.366 | 0
2608 | 0 | 186.366 | 92.166 | 0 | 1011.394 | 89.49 | 0
2609 | 0 | 123.981 | 0 | 2.159 | 1009.144 | 119.834 | 0
2610 | 0 | 44.087 | 0 | 124.797 | 879.147 | 160.44 | 0
2611 | 0 | 2.867 | 0 | 189.059 | 682.211 | 182.33 | 0
2612 | 0 | 0 | 0 | 155.857 | 519.86 | 148.064 | 0
2613 | 0 | 0 | 0 | 101.417 | 414.217 | 96.346 | 0
2614 | 0 | 0 | 0 | 41.576 | 370.909 | 39.497 | 0
2615 | 0 | 0 | 0 | 16.545 | 353.675 | 15.717 | 0
2616 | 0 | 0 | 0 | 9.581 | 343.695 | 9.102 | 0
2617 | 0 | 0 | 0 | 12.834 | 330.326 | 12.193 | 0
2618 | 0 | 0 | 0 | 15.094 | 314.603 | 14.339 | 0
2619 | 0 | 0 | 0 | 15.256 | 298.711 | 14.493 | 0
2620 | 0 | 0 | 0 | 20.085 | 277.789 | 19.081 | 0
2621 | 26.717 | 0 | 0 | 4.016 | 273.606 | 30.533 | 0
2622 | 0 | 0 | 0 | 62.034 | 208.987 | 58.932 | 0
2623 | 27.164 | 4.709 | 0 | 103.236 | 101.449 | 129.712 | 0
2624 | 27.164 | 45.34 | 0 | 97.391 | 0 | 162.758 | 0
2625 | 9.039 | 109.286 | 0 | 0 | 0 | 112.861 | 0
2626 | 0 | 188.657 | 0 | 0 | 0 | 65.678 | 113.546
2627 | 0 | 318.656 | 87.841 | 0 | 84.328 | 37.803 | 181.471
2628 | 0 | 375.96 | 145.146 | 0 | 223.667 | 32.177 | 187.098
2629 | 0 | 382.549 | 151.734 | 0 | 369.332 | 37.479 | 181.795
2630 | 0 | 377.605 | 238.274 | 0 | 598.075 | 51.811 | 80.554
2631 | 0 | 317.637 | 251.974 | 0 | 839.97 | 62.38 | 0
2632 | 0 | 252.94 | 143.097 | 0 | 977.343 | 104.351 | 0
2633 | 0 | 164.903 | 35.469 | 0 | 1011.394 | 122.962 | 0
2634 | 0 | 61.04 | 0 | 119.431 | 886.987 | 171.447 | 0
2635 | 0 | 3.034 | 0 | 195.598 | 683.239 | 188.7 | 0
2636 | 0 | 0 | 0 | 141.369 | 535.979 | 134.301 | 0
2637 | 0 | 0 | 0 | 88.824 | 443.454 | 84.382 | 0
2638 | 0 | 0 | 0 | 44.876 | 396.709 | 42.632 | 0
2639 | 0 | 0 | 0 | 12.317 | 383.878 | 11.702 | 0
2640 | 0 | 0 | 0 | 13.953 | 369.344 | 13.255 | 0
2641 | 0 | 0 | 0 | 12.966 | 355.838 | 12.318 | 0
2642 | 0 | 0 | 0 | 13.982 | 341.273 | 13.283 | 0
2643 | 0 | 0 | 0 | 14.251 | 326.429 | 13.538 | 0
2644 | 0 | 0 | 0 | 24.358 | 301.056 | 23.14 | 0
2645 | 0 | 0 | 0 | 39.865 | 259.53 | 37.872 | 0
2646 | 0 | 0 | 0 | 73.448 | 183.021 | 69.776 | 0
2647 | 0 | 6.516 | 0 | 101.946 | 76.828 | 103.038 | 0
2648 | 0 | 54.432 | 0 | 63.588 | 10.591 | 112.119 | 0
2649 | 0 | 132.776 | 31.923 | 0 | 41.237 | 95.81 | 0
2650 | 0 | 152.838 | 70.926 | 0 | 109.326 | 77.817 | 0
2651 | 0 | 170.799 | 104.542 | 0 | 209.686 | 62.944 | 0
2652 | 0 | 148.694 | 86.589 | 0 | 292.811 | 59 | 0
2653 | 0 | 246.671 | 162.51 | 0 | 448.821 | 79.953 | 0
2654 | 0 | 239.801 | 140.589 | 0 | 583.786 | 94.252 | 0
2655 | 0 | 313.724 | 218.611 | 0 | 793.653 | 90.357 | 0
2656 | 0 | 265.856 | 147.204 | 0 | 934.969 | 112.719 | 0
2657 | 0 | 187.818 | 53.661 | 0 | 986.484 | 127.449 | 0
2658 | 0 | 51.476 | 0 | 102.761 | 879.441 | 146.525 | 0
2659 | 0 | 2.802 | 0 | 161.236 | 711.486 | 155.836 | 0
2660 | 0 | 0 | 0 | 130.229 | 575.831 | 123.718 | 0
2661 | 0 | 0 | 0 | 91.48 | 480.54 | 86.906 | 0
2662 | 0 | 0 | 0 | 42.828 | 435.927 | 40.687 | 0
2663 | 0 | 0 | 0 | 20.62 | 414.448 | 19.589 | 0
2664 | 0 | 0 | 0 | 12.77 | 401.145 | 12.132 | 0
2665 | 0 | 0 | 0 | 14.419 | 386.126 | 13.698 | 0
2666 | 0 | 0 | 0 | 15.747 | 369.722 | 14.96 | 0
2667 | 0 | 0 | 0 | 19.85 | 349.044 | 18.858 | 0
2668 | 0 | 0 | 0 | 29.853 | 317.947 | 28.361 | 0
2669 | 0 | 0 | 0 | 51.424 | 264.38 | 48.853 | 0
2670 | 0 | 0 | 0 | 84.381 | 176.484 | 80.162 | 0
2671 | 0 | 7.927 | 0 | 97.772 | 74.638 | 100.415 | 0
2672 | 0 | 41.963 | 0 | 71.652 | 0 | 107.935 | 0
2673 | 0 | 137.89 | 0 | 0 | 0 | 108.918 | 22.078
2674 | 0 | 248.833 | 18.018 | 0 | 17.297 | 82.372 | 136.902
2675 | 0 | 320.474 | 89.659 | 0 | 103.369 | 69.523 | 149.752
2676 | 0 | 353.347 | 122.532 | 0 | 221 | 67.456 | 151.818
2677 | 0 | 385.086 | 154.271 | 0 | 369.1 | 72.602 | 146.672
2678 | 0 | 386.659 | 155.844 | 0 | 518.711 | 68.21 | 151.064
2679 | 0 | 353.56 | 268.957 | 0 | 776.909 | 80.373 | 0
2680 | 0 | 277.718 | 131.644 | 0 | 903.288 | 108.556 | 30.214
2681 | 0 | 189.897 | 33.764 | 0 | 935.701 | 148.326 | 0
2682 | 0 | 63.072 | 0 | 103.574 | 827.812 | 158.313 | 0
2683 | 0 | 2.786 | 0 | 135.752 | 686.404 | 131.611 | 0
2684 | 0 | 0 | 0 | 114.37 | 567.268 | 108.651 | 0
2685 | 0 | 0 | 0 | 61.933 | 502.755 | 58.837 | 0
2686 | 0 | 0 | 0 | 37.395 | 463.802 | 35.525 | 0
2687 | 0 | 0 | 0 | 26.315 | 436.391 | 24.999 | 0
2688 | 0 | 0 | 0 | 11.402 | 424.513 | 10.832 | 0
2689 | 0 | 0 | 0 | 11.906 | 412.111 | 11.311 | 0
2690 | 0 | 0 | 0 | 14.807 | 396.687 | 14.067 | 0
2691 | 0 | 0 | 0 | 16.399 | 379.605 | 15.579 | 0
2692 | 0 | 0 | 0 | 17.692 | 361.175 | 16.808 | 0
2693 | 0 | 0 | 0 | 33.633 | 326.14 | 31.952 | 0
2694 | 0 | 0 | 0 | 69.178 | 254.08 | 65.72 | 0
2695 | 0 | 6.345 | 0 | 124.677 | 124.208 | 124.471 | 0
2696 | 0 | 41.405 | 0 | 119.239 | 0 | 152.613 | 0
2697 | 0 | 130.113 | 0 | 0 | 0 | 120.292 | 3.316
2698 | 0 | 250.132 | 19.317 | 0 | 18.544 | 60.408 | 158.867
2699 | 0 | 321.277 | 90.462 | 0 | 105.388 | 36.586 | 182.688
2700 | 0 | 355.191 | 124.376 | 0 | 224.789 | 39.138 | 180.136
2701 | 0 | 393.56 | 162.745 | 0 | 381.025 | 42.862 | 176.412
2702 | 0 | 382.977 | 160.736 | 0 | 535.331 | 43.276 | 167.854
2703 | 0 | 341.218 | 262.395 | 0 | 787.23 | 74.882 | 0
2704 | 0 | 274.44 | 193.65 | 0 | 973.134 | 76.75 | 0
2705 | 0 | 154.004 | 39.854 | 0 | 1011.394 | 108.443 | 0
2706 | 0 | 65.966 | 0 | 100.396 | 906.815 | 158.044 | 0
2707 | 0 | 2.655 | 0 | 174.819 | 724.712 | 168.6 | 0
2708 | 0 | 0 | 0 | 157.502 | 560.647 | 149.627 | 0
2709 | 0 | 0 | 0 | 90.135 | 466.756 | 85.628 | 0
2710 | 0 | 0 | 0 | 31.22 | 434.235 | 29.659 | 0
2711 | 0 | 0 | 0 | 15.988 | 417.581 | 15.189 | 0
2712 | 0 | 0 | 0 | 12.208 | 404.865 | 11.597 | 0
2713 | 0 | 0 | 0 | 13.512 | 390.789 | 12.837 | 0
2714 | 0 | 0 | 0 | 14.914 | 375.254 | 14.168 | 0
2715 | 0 | 0 | 0 | 16.405 | 358.166 | 15.585 | 0
2716 | 0 | 0 | 0 | 19.832 | 337.507 | 18.841 | 0
2717 | 0 | 0 | 0 | 32.951 | 303.183 | 31.303 | 0
2718 | 0 | 0 | 0 | 70.591 | 229.651 | 67.062 | 0
2719 | 0 | 8.823 | 0 | 132.288 | 91.851 | 134.055 | 0
2720 | 19.487 | 60.453 | 0 | 88.177 | 0 | 160.686 | 0
2721 | 0 | 143.454 | 0 | 0 | 0 | 129.221 | 7.06
2722 | 0 | 248.988 | 18.173 | 0 | 17.446 | 70.578 | 148.696
2723 | 0 | 305.419 | 74.604 | 0 | 89.066 | 38.888 | 180.386
2724 | 0 | 331.031 | 100.216 | 0 | 185.274 | 35.093 | 184.182
2725 | 0 | 331.723 | 100.908 | 0 | 282.146 | 48.949 | 170.325
2726 | 0 | 356.439 | 286.668 | 0 | 557.346 | 42.439 | 23.844
2727 | 0 | 316.812 | 261.449 | 0 | 808.338 | 52.594 | 0
2728 | 0 | 257.426 | 173.635 | 0 | 975.027 | 79.601 | 0
2729 | 0 | 157.698 | 37.882 | 0 | 1011.394 | 113.825 | 0
2730 | 0 | 60.881 | 0 | 125.371 | 880.799 | 176.939 | 0
2731 | 0 | 3.637 | 0 | 201.247 | 671.168 | 194.639 | 0
2732 | 0 | 0 | 0 | 173.183 | 490.769 | 164.524 | 0
2733 | 0 | 0 | 0 | 96.944 | 389.785 | 92.097 | 0
2734 | 0 | 0 | 0 | 42.003 | 346.033 | 39.902 | 0
2735 | 0 | 0 | 0 | 14.798 | 330.618 | 14.058 | 0
2736 | 9.016 | 0 | 0 | 0 | 330.618 | 9.016 | 0
2737 | 0 | 0 | 0 | 15.214 | 314.77 | 14.453 | 0
2738 | 14.209 | 0 | 0 | 0 | 314.77 | 14.209 | 0
2739 | 0 | 0 | 0 | 16.605 | 297.473 | 15.775 | 0
2740 | 7.481 | 0 | 0 | 18.914 | 277.771 | 25.449 | 0
2741 | 27.164 | 0 | 0 | 15.627 | 261.493 | 42.009 | 0
2742 | 27.164 | 0 | 0 | 50.335 | 209.061 | 74.982 | 0
2743 | 27.164 | 8.434 | 0 | 113.104 | 91.245 | 142.624 | 0
2744 | 27.164 | 47.509 | 0 | 87.595 | 0 | 155.513 | 0
2745 | 8.021 | 131.82 | 0 | 0 | 0 | 133.25 | 0
2746 | 0 | 248.757 | 17.943 | 0 | 17.225 | 57.647 | 161.627
2747 | 0 | 327.378 | 96.563 | 0 | 109.926 | 39.727 | 179.548
2748 | 0 | 372.223 | 141.408 | 0 | 245.678 | 30.599 | 188.675
2749 | 0 | 384.08 | 153.265 | 0 | 392.812 | 41.206 | 178.068
2750 | 0 | 378.658 | 147.843 | 0 | 534.741 | 49.675 | 169.599
2751 | 0 | 342.711 | 281.265 | 0 | 804.755 | 58.373 | 0
2752 | 0 | 284.371 | 149.079 | 0 | 947.871 | 74.782 | 53.745
2753 | 0 | 182.828 | 66.17 | 0 | 1011.394 | 110.826 | 0
2754 | 0 | 66.433 | 0 | 103.186 | 903.908 | 161.139 | 0
2755 | 0 | 3.035 | 0 | 187.74 | 708.345 | 181.237 | 0
2756 | 0 | 0 | 0 | 167.686 | 533.672 | 159.302 | 0
2757 | 0 | 0 | 0 | 106.466 | 422.77 | 101.142 | 0
2758 | 0 | 0 | 0 | 40.044 | 381.058 | 38.042 | 0
2759 | 0 | 0 | 0 | 14.691 | 365.754 | 13.957 | 0
2760 | 0 | 0 | 0 | 11.503 | 353.772 | 10.928 | 0
2761 | 0 | 0 | 0 | 14.625 | 338.538 | 13.893 | 0
2762 | 0 | 0 | 0 | 15.848 | 322.029 | 15.056 | 0
2763 | 13.312 | 0 | 0 | 1.907 | 320.043 | 15.124 | 0
2764 | 0 | 0 | 0 | 18.684 | 300.58 | 17.75 | 0
2765 | 27.164 | 0 | 0 | 1.926 | 298.574 | 28.993 | 0
2766 | 27.164 | 0 | 0 | 51.697 | 244.722 | 76.276 | 0
2767 | 27.164 | 7.003 | 0 | 116.254 | 123.624 | 144.258 | 0
2768 | 27.164 | 36.466 | 0 | 118.679 | 0 | 174.552 | 0
2769 | 0 | 134.775 | 0 | 0 | 0 | 124.39 | 3.646
2770 | 0 | 244.827 | 14.012 | 0 | 13.451 | 61.56 | 157.714
2771 | 0 | 311.099 | 80.284 | 0 | 90.523 | 41.147 | 178.127
2772 | 0 | 350.713 | 119.898 | 0 | 205.626 | 36.149 | 183.125
2773 | 0 | 381.266 | 150.451 | 0 | 350.059 | 33.242 | 186.032
2774 | 0 | 373.262 | 182.733 | 0 | 525.482 | 49.227 | 131.776
2775 | 0 | 319.598 | 265.979 | 0 | 780.822 | 50.938 | 0
2776 | 0 | 260.252 | 191.042 | 0 | 964.223 | 65.749 | 0
2777 | 0 | 164.492 | 49.136 | 0 | 1011.394 | 109.588 | 0
2778 | 0 | 59.123 | 0 | 112.342 | 894.371 | 162.891 | 0
2779 | 0 | 3.003 | 0 | 200.805 | 685.199 | 193.618 | 0
2780 | 0 | 0 | 0 | 155.574 | 523.143 | 147.795 | 0
2781 | 0 | 0 | 0 | 91.476 | 427.855 | 86.902 | 0
2782 | 0 | 0 | 0 | 38.485 | 387.766 | 36.561 | 0
2783 | 0 | 0 | 0 | 19.37 | 367.589 | 18.402 | 0
2784 | 0 | 0 | 0 | 11.554 | 355.553 | 10.976 | 0
2785 | 0 | 0 | 0 | 14.334 | 340.622 | 13.618 | 0
2786 | 0 | 0 | 0 | 13.697 | 326.354 | 13.012 | 0
2787 | 0 | 0 | 0 | 15.63 | 310.073 | 14.848 | 0
2788 | 25.015 | 0 | 0 | 1.273 | 308.747 | 26.225 | 0
2789 | 0 | 0 | 0 | 40.928 | 266.114 | 38.882 | 0
2790 | 27.164 | 0 | 0 | 49.69 | 214.353 | 74.369 | 0
2791 | 27.164 | 8.174 | 0 | 105.357 | 104.607 | 135.018 | 0
2792 | 27.164 | 34.349 | 0 | 99.838 | 0.608 | 154.642 | 0
2793 | 27.164 | 112.452 | 0 | 0.584 | 0 | 134.547 | 0
2794 | 0 | 154.476 | 82.888 | 0 | 79.572 | 68.009 | 0
2795 | 0 | 109.126 | 63.863 | 0 | 140.881 | 43 | 0
2796 | 0 | 87.046 | 48.91 | 0 | 187.835 | 36.229 | 0
2797 | 0 | 160.973 | 116.653 | 0 | 299.822 | 42.104 | 0
2798 | 0 | 143.28 | 87.218 | 0 | 383.551 | 53.259 | 0
2799 | 0 | 179.961 | 127.633 | 0 | 506.079 | 49.711 | 0
2800 | 0 | 203.048 | 126.903 | 0 | 627.906 | 72.337 | 0
2801 | 0 | 140.907 | 16.419 | 0 | 643.668 | 118.264 | 0
2802 | 14.982 | 55.5 | 0 | 90.77 | 549.116 | 153.938 | 0
2803 | 27.164 | 2.486 | 0 | 162.354 | 379.997 | 183.762 | 0
2804 | 27.164 | 0 | 0 | 128.859 | 245.769 | 149.58 | 0
2805 | 27.164 | 0 | 0 | 79.095 | 163.379 | 102.304 | 0
2806 | 27.164 | 0 | 0 | 14.05 | 148.744 | 40.511 | 0
2807 | 14.032 | 0 | 0 | 0 | 148.744 | 14.032 | 0
2808 | 9.707 | 0 | 0 | 0 | 148.744 | 9.707 | 0
2809 | 13.568 | 0 | 0 | 0 | 148.744 | 13.568 | 0
2810 | 13.697 | 0 | 0 | 0 | 148.744 | 13.697 | 0
2811 | 13.38 | 0 | 0 | 0 | 148.744 | 13.38 | 0
2812 | 20.197 | 0 | 0 | 0 | 148.744 | 20.197 | 0
2813 | 27.164 | 0 | 0 | 11.485 | 136.78 | 38.075 | 0
2814 | 27.164 | 0 | 0 | 43.577 | 91.387 | 68.562 | 0
2815 | 27.164 | 4.09 | 0 | 58.694 | 30.247 | 86.809 | 0
2816 | 27.164 | 49.173 | 0 | 29.037 | 0 | 101.463 | 0
2817 | 0 | 114.836 | 0 | 0 | 0 | 88.807 | 20.287
2818 | 0 | 202.134 | 0 | 0 | 0 | 83.085 | 108.942
2819 | 0 | 236.382 | 149.559 | 0 | 143.576 | 78.382 | 4.1
2820 | 0 | 243.269 | 143.607 | 0 | 281.439 | 94.679 | 0
2821 | 0 | 319.908 | 230.015 | 0 | 502.254 | 85.398 | 0
2822 | 0 | 280.91 | 194.098 | 0 | 688.588 | 82.472 | 0
2823 | 0 | 254.458 | 168.138 | 0 | 850 | 82.004 | 0
2824 | 0 | 230.462 | 124.998 | 0 | 969.998 | 100.191 | 0
2825 | 0 | 186.1 | 43.121 | 0 | 1011.394 | 135.83 | 0
2826 | 27.164 | 66.464 | 0 | 60.054 | 948.838 | 147.356 | 0
2827 | 27.164 | 3.153 | 0 | 118.177 | 825.737 | 142.427 | 0
2828 | 27.164 | 0 | 0 | 86.363 | 735.776 | 109.208 | 0
2829 | 27.164 | 0 | 0 | 46.727 | 687.102 | 71.554 | 0
2830 | 27.164 | 0 | 0 | 15.222 | 671.245 | 41.625 | 0
2831 | 17.814 | 0 | 0 | 0 | 671.245 | 17.814 | 0
2832 | 11.935 | 0 | 0 | 0 | 671.245 | 11.935 | 0
2833 | 13.11 | 0 | 0 | 0 | 671.245 | 13.11 | 0
2834 | 12.889 | 0 | 0 | 0 | 671.245 | 12.889 | 0
2835 | 13.674 | 0 | 0 | 0 | 671.245 | 13.674 | 0
2836 | 17.086 | 0 | 0 | 0 | 671.245 | 17.086 | 0
2837 | 27.164 | 0 | 0 | 4.287 | 666.78 | 31.236 | 0
2838 | 27.164 | 0 | 0 | 39.375 | 625.764 | 64.57 | 0
2839 | 27.164 | 6.789 | 0 | 56.327 | 567.09 | 87.124 | 0
2840 | 27.164 | 4.359 | 0 | 85.921 | 477.588 | 113.492 | 0
2841 | 27.164 | 5.666 | 0 | 68.525 | 406.208 | 97.645 | 0
2842 | 27.164 | 20.188 | 0 | 38.78 | 365.813 | 83.183 | 0
2843 | 27.164 | 27.96 | 0 | 21.482 | 343.436 | 74.133 | 0
2844 | 27.164 | 54.631 | 19.917 | 0 | 362.556 | 60.143 | 0
2845 | 27.164 | 79.778 | 43.055 | 0 | 403.888 | 62.05 | 0
2846 | 27.164 | 91.208 | 41.515 | 0 | 443.742 | 74.372 | 0
2847 | 27.164 | 70.516 | 5.706 | 0 | 449.22 | 88.733 | 0
2848 | 27.164 | 86.909 | 12.611 | 0 | 461.327 | 97.747 | 0
2849 | 27.164 | 67.441 | 0 | 15.997 | 444.663 | 133.038 | 0
2850 | 27.164 | 33.998 | 0 | 57.504 | 384.763 | 142.614 | 0
2851 | 27.164 | 2.275 | 0 | 96 | 284.763 | 150.656 | 0
2852 | 27.164 | 0 | 0 | 67.911 | 214.023 | 114.599 | 0
2853 | 27.164 | 0 | 0 | 30 | 182.773 | 69.58 | 0
2854 | 27.164 | 0 | 0 | 0 | 182.773 | 32.95 | 0
2855 | 19.122 | 0 | 0 | 0 | 182.773 | 19.122 | 0
2856 | 12.595 | 0 | 0 | 0 | 182.773 | 12.595 | 0
2857 | 14.165 | 0 | 0 | 0 | 182.773 | 14.165 | 0
2858 | 14.373 | 0 | 0 | 0 | 182.773 | 14.373 | 0
2859 | 13.405 | 0 | 0 | 0 | 182.773 | 13.405 | 0
2860 | 20.582 | 0 | 0 | 0 | 182.773 | 20.582 | 0
2861 | 27.164 | 0 | 0 | 0 | 182.773 | 30.849 | 0
2862 | 27.164 | 0 | 0 | 25.039 | 156.691 | 63.688 | 0
2863 | 27.164 | 9.205 | 0 | 81.32 | 71.982 | 141.453 | 0
2864 | 27.164 | 41.306 | 0 | 69.103 | 0 | 165.065 | 0
2865 | 0 | 138.696 | 0 | 0 | 0 | 128.001 | 3.76
2866 | 0 | 243.952 | 13.137 | 0 | 12.611 | 72.043 | 147.231
2867 | 0 | 294.592 | 63.777 | 0 | 73.838 | 36.498 | 182.776
2868 | 0 | 352.809 | 121.994 | 0 | 190.951 | 32.313 | 186.961
2869 | 0 | 384.732 | 153.917 | 0 | 338.712 | 43.739 | 175.536
2870 | 0 | 381.751 | 156.475 | 0 | 488.928 | 47.436 | 166.576
2871 | 0 | 340.588 | 282.816 | 0 | 760.432 | 54.883 | 0
2872 | 0 | 282.265 | 197.706 | 0 | 950.23 | 80.331 | 0
2873 | 0 | 181.668 | 63.713 | 0 | 1011.394 | 112.057 | 0
2874 | 0 | 63.331 | 0 | 104.598 | 902.437 | 159.533 | 0
2875 | 0 | 3.503 | 0 | 190.099 | 704.417 | 183.922 | 0
2876 | 0 | 0 | 0 | 153.367 | 544.66 | 145.699 | 0
2877 | 0 | 0 | 0 | 96.179 | 444.474 | 91.37 | 0
2878 | 0 | 0 | 0 | 35.138 | 407.871 | 33.381 | 0
2879 | 0 | 0 | 0 | 16.259 | 390.935 | 15.446 | 0
2880 | 0 | 0 | 0 | 9.611 | 380.923 | 9.131 | 0
2881 | 0 | 0 | 0 | 11.229 | 369.226 | 10.668 | 0
2882 | 0 | 0 | 0 | 13.868 | 354.78 | 13.175 | 0
2883 | 0 | 0 | 0 | 14.403 | 339.777 | 13.683 | 0
2884 | 0 | 0 | 0 | 17.989 | 321.038 | 17.09 | 0
2885 | 16.882 | 0 | 0 | 11.381 | 309.183 | 27.694 | 0
2886 | 0 | 0 | 0 | 79.149 | 226.736 | 75.192 | 0
2887 | 27.164 | 9.652 | 0 | 98.973 | 123.639 | 130.358 | 0
2888 | 0 | 47.225 | 0 | 118.42 | 0.285 | 157.363 | 0
2889 | 0 | 127.678 | 0 | 0.274 | 0 | 121.554 | 0
2890 | 0 | 231.688 | 0.873 | 0 | 0.838 | 61.968 | 157.307
2891 | 0 | 298.284 | 67.469 | 0 | 65.609 | 35.352 | 183.922
2892 | 0 | 361.035 | 130.22 | 0 | 190.62 | 35.22 | 184.054
2893 | 0 | 388.29 | 157.475 | 0 | 341.796 | 38.515 | 180.76
2894 | 0 | 379.619 | 148.804 | 0 | 484.648 | 48.008 | 171.266
2895 | 0 | 352.69 | 285.898 | 0 | 759.11 | 60.283 | 3.17
2896 | 0 | 262.246 | 188.146 | 0 | 939.73 | 70.395 | 0
2897 | 0 | 179.622 | 74.65 | 0 | 1011.394 | 99.724 | 0
2898 | 0 | 61.396 | 0 | 105.456 | 901.544 | 158.509 | 0
2899 | 0 | 3.181 | 0 | 187.319 | 706.42 | 180.975 | 0
2900 | 0 | 0 | 0 | 161.216 | 538.486 | 153.155 | 0
2901 | 0 | 0 | 0 | 104.322 | 429.817 | 99.106 | 0
2902 | 0 | 0 | 0 | 36.442 | 391.857 | 34.62 | 0
2903 | 0 | 0 | 0 | 12.214 | 379.134 | 11.603 | 0
2904 | 0 | 0 | 0 | 11.161 | 367.509 | 10.603 | 0
2905 | 0 | 0 | 0 | 17.745 | 349.025 | 16.857 | 0
2906 | 0 | 0 | 0 | 14.232 | 334.199 | 13.521 | 0
2907 | 0 | 0 | 0 | 14.69 | 318.898 | 13.955 | 0
2908 | 2.757 | 0 | 0 | 13.075 | 305.278 | 15.178 | 0
2909 | 0 | 0 | 0 | 33.479 | 270.404 | 31.805 | 0
2910 | 27.164 | 0 | 0 | 53.339 | 214.842 | 77.836 | 0
2911 | 27.164 | 10.186 | 0 | 104.554 | 105.931 | 136.167 | 0
2912 | 27.164 | 42.323 | 0 | 101.694 | 0 | 163.98 | 0
2913 | 10.997 | 123.531 | 0 | 0 | 0 | 128.351 | 0
2914 | 0 | 239.784 | 8.969 | 0 | 8.611 | 70.198 | 149.076
2915 | 0 | 309.463 | 78.648 | 0 | 84.113 | 49.014 | 170.261
2916 | 0 | 332.651 | 101.836 | 0 | 181.876 | 33.868 | 185.406
2917 | 0 | 351.641 | 230.284 | 0 | 402.949 | 42.722 | 72.567
2918 | 0 | 300.624 | 244.969 | 0 | 638.119 | 52.872 | 0
2919 | 0 | 278.39 | 222.407 | 0 | 851.63 | 53.184 | 0
2920 | 0 | 229.713 | 153.889 | 0 | 999.363 | 72.032 | 0
2921 | 0 | 129.768 | 12.532 | 0 | 1011.394 | 111.374 | 0
2922 | 0 | 42.909 | 0 | 134.803 | 870.974 | 168.827 | 0
2923 | 0 | 2.874 | 0 | 201.345 | 661.24 | 194.009 | 0
2924 | 0 | 0 | 0 | 171.288 | 482.815 | 162.724 | 0
2925 | 0 | 0 | 0 | 97.778 | 380.962 | 92.889 | 0
2926 | 0 | 0 | 0 | 36.36 | 343.088 | 34.542 | 0
2927 | 0 | 0 | 0 | 12.77 | 329.786 | 12.131 | 0
2928 | 0 | 0 | 0 | 10.751 | 318.587 | 10.214 | 0
2929 | 0 | 0 | 0 | 12.788 | 305.266 | 12.148 | 0
2930 | 0 | 0 | 0 | 14.307 | 290.363 | 13.591 | 0
2931 | 0 | 0 | 0 | 13.439 | 276.365 | 12.767 | 0
2932 | 17.199 | 0 | 0 | 0 | 276.365 | 17.199 | 0
2933 | 17.643 | 0 | 0 | 18.504 | 257.09 | 35.221 | 0
2934 | 27.164 | 0 | 0 | 43.049 | 212.248 | 68.06 | 0
2935 | 27.164 | 8.087 | 0 | 105.372 | 102.485 | 134.95 | 0
2936 | 27.164 | 30.756 | 0 | 98.386 | 0 | 149.849 | 0
2937 | 0 | 115.326 | 0 | 0 | 0 | 101.582 | 7.977
2938 | 0 | 228.941 | 0 | 0 | 0 | 52.902 | 164.593
2939 | 0 | 311.838 | 81.023 | 0 | 77.782 | 45.615 | 173.659
2940 | 0 | 363.512 | 132.698 | 0 | 205.171 | 51.565 | 167.71
2941 | 0 | 389.506 | 158.691 | 0 | 357.515 | 40.275 | 179
2942 | 0 | 377.299 | 170.063 | 0 | 520.775 | 46.976 | 149.897
2943 | 0 | 311.81 | 247.591 | 0 | 758.463 | 61.008 | 0
2944 | 0 | 267.114 | 193.872 | 0 | 944.58 | 69.58 | 0
2945 | 0 | 173.76 | 69.598 | 0 | 1011.394 | 98.954 | 0
2946 | 0 | 59.816 | 0 | 102.591 | 904.529 | 154.286 | 0
2947 | 0 | 3.426 | 0 | 182.857 | 714.053 | 176.969 | 0
2948 | 0 | 0 | 0 | 148.699 | 559.158 | 141.264 | 0
2949 | 0 | 0 | 0 | 92.943 | 462.342 | 88.296 | 0
2950 | 0 | 0 | 0 | 31.455 | 429.576 | 29.883 | 0
2951 | 0 | 0 | 0 | 11.352 | 417.751 | 10.785 | 0
2952 | 0 | 0 | 0 | 11.908 | 405.347 | 11.312 | 0
2953 | 0 | 0 | 0 | 13.678 | 391.099 | 12.994 | 0
2954 | 0 | 0 | 0 | 15.797 | 374.644 | 15.007 | 0
2955 | 17.196 | 0 | 0 | 0 | 374.644 | 17.196 | 0
2956 | 0 | 0 | 0 | 25.542 | 348.038 | 24.265 | 0
2957 | 0 | 0 | 0 | 42.106 | 304.177 | 40.001 | 0
2958 | 27.164 | 0 | 0 | 44.489 | 257.834 | 69.428 | 0
2959 | 27.164 | 9.106 | 0 | 95.638 | 158.211 | 126.671 | 0
2960 | 14.714 | 37.706 | 0 | 118.766 | 34.497 | 163.362 | 0
2961 | 27.164 | 60.089 | 0 | 33.117 | 0 | 115.709 | 0
2962 | 0 | 93.739 | 0 | 0 | 0 | 57.153 | 31.899
2963 | 0 | 179.912 | 11.109 | 0 | 10.665 | 40.685 | 119.678
2964 | 0 | 286.993 | 243.745 | 0 | 244.66 | 41.085 | 0
2965 | 0 | 239.701 | 199.606 | 0 | 436.282 | 38.09 | 0
2966 | 0 | 248.164 | 207.35 | 0 | 635.338 | 38.772 | 0
2967 | 0 | 228.401 | 168.221 | 0 | 796.83 | 57.171 | 0
2968 | 0 | 213.627 | 135.451 | 0 | 926.863 | 74.268 | 0
2969 | 0 | 169.025 | 70.367 | 0 | 994.416 | 93.725 | 0
2970 | 0 | 61.711 | 0 | 97.056 | 893.316 | 150.829 | 0
2971 | 0 | 3.652 | 0 | 172.524 | 713.603 | 167.367 | 0
2972 | 0 | 0 | 0 | 150.655 | 556.67 | 143.123 | 0
2973 | 0 | 0 | 0 | 96.325 | 456.331 | 91.509 | 0
2974 | 0 | 0 | 0 | 39.084 | 415.619 | 37.13 | 0
2975 | 0 | 0 | 0 | 18.511 | 396.337 | 17.585 | 0
2976 | 0 | 0 | 0 | 10.981 | 384.898 | 10.432 | 0
2977 | 0 | 0 | 0 | 13.599 | 370.732 | 12.919 | 0
2978 | 0 | 0 | 0 | 13.508 | 356.662 | 12.833 | 0
2979 | 0 | 0 | 0 | 13.597 | 342.498 | 12.917 | 0
2980 | 0 | 0 | 0 | 15.822 | 326.017 | 15.031 | 0
2981 | 0 | 0 | 0 | 42.909 | 281.32 | 40.763 | 0
2982 | 0 | 0 | 0 | 74.134 | 204.097 | 70.427 | 0
2983 | 0 | 9.702 | 0 | 103.088 | 96.714 | 107.15 | 0
2984 | 0 | 35.249 | 0 | 92.846 | 0 | 121.69 | 0
2985 | 0 | 121.66 | 0 | 0 | 0 | 97.573 | 18.003
2986 | 0 | 227.18 | 0 | 0 | 0 | 76.784 | 139.037
2987 | 0 | 269.076 | 38.261 | 0 | 36.731 | 66.26 | 153.014
2988 | 0 | 337.34 | 213.267 | 0 | 241.467 | 56.504 | 61.365
2989 | 0 | 350.222 | 119.407 | 0 | 356.098 | 62.673 | 156.601
2990 | 0 | 343.383 | 273.767 | 0 | 618.913 | 66.136 | 0
2991 | 0 | 322.263 | 218.587 | 0 | 828.757 | 98.493 | 0
2992 | 0 | 254.767 | 130.608 | 0 | 954.14 | 117.951 | 0
2993 | 0 | 168.883 | 20.984 | 0 | 974.285 | 140.504 | 0
2994 | 0 | 54.858 | 0 | 112.365 | 857.238 | 158.862 | 0
2995 | 0 | 3.122 | 0 | 148.8 | 702.238 | 144.326 | 0
2996 | 0 | 0 | 0 | 118.903 | 578.38 | 112.958 | 0
2997 | 0 | 0 | 0 | 81.772 | 493.201 | 77.684 | 0
2998 | 0 | 0 | 0 | 47.329 | 443.9 | 44.962 | 0
2999 | 0 | 0 | 0 | 23.533 | 419.386 | 22.357 | 0
3000 | 0 | 0 | 0 | 13.278 | 405.555 | 12.614 | 0
3001 | 0 | 0 | 0 | 15.069 | 389.858 | 14.315 | 0
3002 | 0 | 0 | 0 | 16.725 | 372.436 | 15.889 | 0
3003 | 0 | 0 | 0 | 16.601 | 355.143 | 15.771 | 0
3004 | 0 | 0 | 0 | 28.406 | 325.554 | 26.985 | 0
3005 | 0 | 0 | 0 | 34.657 | 289.453 | 32.924 | 0
3006 | 0 | 0 | 0 | 74.074 | 212.293 | 70.37 | 0
3007 | 0 | 10.599 | 0 | 91.805 | 116.662 | 97.284 | 0
3008 | 0 | 27.861 | 0 | 91.328 | 21.53 | 113.229 | 0
3009 | 0 | 75.026 | 0 | 20.668 | 0 | 90.909 | 0
3010 | 0 | 145.914 | 0 | 0 | 0 | 78.934 | 59.684
3011 | 0 | 221.311 | 0 | 0 | 0 | 70.05 | 140.196
3012 | 0 | 301.375 | 70.56 | 0 | 67.738 | 72.965 | 146.309
3013 | 0 | 344.779 | 230.469 | 0 | 288.988 | 62.321 | 46.274
3014 | 0 | 350.084 | 278.394 | 0 | 556.246 | 68.106 | 0
3015 | 0 | 288.392 | 195.918 | 0 | 744.327 | 87.85 | 0
3016 | 0 | 263.139 | 155.752 | 0 | 893.849 | 102.018 | 0
3017 | 0 | 166.139 | 26.932 | 0 | 919.704 | 132.247 | 0
3018 | 0 | 57.954 | 0 | 94.961 | 820.786 | 145.269 | 0
3019 | 0 | 4.458 | 0 | 147.92 | 666.703 | 144.759 | 0
3020 | 0 | 0 | 0 | 106.69 | 555.567 | 101.356 | 0
3021 | 0 | 0 | 0 | 71.774 | 480.802 | 68.185 | 0
3022 | 0 | 0 | 0 | 36.773 | 442.497 | 34.935 | 0
3023 | 0 | 0 | 0 | 19.298 | 422.394 | 18.334 | 0
3024 | 0 | 0 | 0 | 12.473 | 409.401 | 11.85 | 0
3025 | 0 | 0 | 0 | 12.861 | 396.004 | 12.218 | 0
3026 | 0 | 0 | 0 | 15.127 | 380.247 | 14.371 | 0
3027 | 0 | 0 | 0 | 18.759 | 360.706 | 17.821 | 0
3028 | 0 | 0 | 0 | 17.347 | 342.637 | 16.479 | 0
3029 | 0 | 0 | 0 | 35.529 | 305.628 | 33.752 | 0
3030 | 0 | 0 | 0 | 65.448 | 237.453 | 62.176 | 0
3031 | 0 | 7.975 | 0 | 121.674 | 110.709 | 123.167 | 0
3032 | 0 | 38.227 | 0 | 106.281 | 0 | 137.282 | 0
3033 | 0 | 123.59 | 0 | 0 | 0 | 115.793 | 1.617
3034 | 0 | 233.356 | 2.541 | 0 | 2.44 | 60.639 | 158.635
3035 | 0 | 289.112 | 58.297 | 0 | 58.405 | 43.607 | 175.668
3036 | 0 | 318.622 | 87.808 | 0 | 142.7 | 48.226 | 171.049
3037 | 0 | 363.443 | 132.628 | 0 | 270.024 | 42.107 | 177.167
3038 | 0 | 371.491 | 241.705 | 0 | 502.061 | 45.34 | 77.956
3039 | 0 | 332.595 | 280.468 | 0 | 771.31 | 49.521 | 0
3040 | 0 | 276.162 | 201.699 | 0 | 964.941 | 70.74 | 0
3041 | 0 | 172.528 | 48.388 | 0 | 1011.394 | 117.932 | 0
3042 | 0 | 56.728 | 0 | 116.033 | 890.527 | 164.122 | 0
3043 | 0 | 3.104 | 0 | 188.107 | 694.581 | 181.651 | 0
3044 | 0 | 0 | 0 | 143.792 | 544.798 | 136.602 | 0
3045 | 0 | 0 | 0 | 93.259 | 447.654 | 88.596 | 0
3046 | 0 | 0 | 0 | 33.712 | 412.537 | 32.027 | 0
3047 | 0 | 0 | 0 | 18.538 | 393.226 | 17.611 | 0
3048 | 0 | 0 | 0 | 10.907 | 381.865 | 10.362 | 0
3049 | 0 | 0 | 0 | 16.372 | 364.811 | 15.553 | 0
3050 | 0 | 0 | 0 | 14.449 | 349.76 | 13.727 | 0
3051 | 0 | 0 | 0 | 15.414 | 333.703 | 14.643 | 0
3052 | 23.772 | 0 | 0 | 0 | 333.703 | 23.772 | 0
3053 | 0 | 0 | 0 | 38.579 | 293.517 | 36.65 | 0
3054 | 25.632 | 0 | 0 | 55.31 | 235.903 | 78.176 | 0
3055 | 27.164 | 9.725 | 0 | 108.909 | 122.456 | 139.866 | 0
3056 | 27.164 | 33.967 | 0 | 117.558 | 0 | 171.112 | 0
3057 | 16.797 | 122.555 | 0 | 0 | 0 | 133.224 | 0
3058 | 0 | 236.079 | 5.264 | 0 | 5.053 | 65.973 | 153.302
3059 | 0 | 308.852 | 78.037 | 0 | 79.968 | 41.651 | 177.623
3060 | 0 | 361.212 | 130.397 | 0 | 205.149 | 37.319 | 181.955
3061 | 0 | 383.912 | 153.097 | 0 | 352.123 | 48.803 | 170.472
3062 | 0 | 351.296 | 247.714 | 0 | 589.928 | 50.531 | 47.872
3063 | 0 | 307.015 | 254.858 | 0 | 834.592 | 49.549 | 0
3064 | 0 | 234.859 | 148.686 | 0 | 977.33 | 81.865 | 0
3065 | 0 | 143.811 | 35.483 | 0 | 1011.394 | 102.912 | 0
3066 | 0 | 46.969 | 0 | 109.563 | 897.266 | 148.705 | 0
3067 | 0 | 3.223 | 0 | 174.317 | 715.686 | 168.663 | 0
3068 | 0 | 0 | 0 | 164.992 | 543.819 | 156.742 | 0
3069 | 0 | 0 | 0 | 105.298 | 434.134 | 100.033 | 0
3070 | 0 | 0 | 0 | 42.185 | 390.19 | 40.076 | 0
3071 | 0 | 0 | 0 | 15.136 | 374.423 | 14.379 | 0
3072 | 0 | 0 | 0 | 12.457 | 361.447 | 11.835 | 0
3073 | 0 | 0 | 0 | 14.398 | 346.449 | 13.678 | 0
3074 | 0 | 0 | 0 | 14.853 | 330.977 | 14.111 | 0
3075 | 0 | 0 | 0 | 14.681 | 315.684 | 13.947 | 0
3076 | 15.713 | 0 | 0 | 0 | 315.684 | 15.713 | 0
3077 | 0 | 0 | 0 | 29.452 | 285.005 | 27.979 | 0
3078 | 27.164 | 0 | 0 | 43.482 | 239.712 | 68.472 | 0
3079 | 27.164 | 7.278 | 0 | 89.881 | 146.085 | 119.465 | 0
3080 | 0 | 28.073 | 0 | 136.459 | 3.94 | 156.306 | 0
3081 | 5.274 | 126.077 | 0 | 3.783 | 0 | 128.64 | 0
3082 | 0 | 189.46 | 0 | 0 | 0 | 71.94 | 108.047
3083 | 0 | 196.712 | 0 | 0 | 0 | 43.597 | 143.279
3084 | 0 | 244.378 | 13.563 | 0 | 13.021 | 31.822 | 187.452
3085 | 0 | 328.779 | 283.147 | 0 | 284.842 | 38.127 | 5.225
3086 | 0 | 340.396 | 295.046 | 0 | 568.086 | 43.083 | 0
3087 | 0 | 315.764 | 256.488 | 0 | 814.315 | 56.312 | 0
3088 | 0 | 256.275 | 174.254 | 0 | 981.598 | 77.92 | 0
3089 | 0 | 151.154 | 31.037 | 0 | 1011.394 | 114.111 | 0
3090 | 0 | 53.903 | 0 | 138.457 | 867.168 | 182.742 | 0
3091 | 0 | 3.694 | 0 | 195.389 | 663.638 | 189.129 | 0
3092 | 0 | 0 | 0 | 156.261 | 500.867 | 148.448 | 0
3093 | 27.164 | 0 | 0 | 61.317 | 436.995 | 85.415 | 0
3094 | 0 | 0 | 0 | 40.401 | 394.911 | 38.381 | 0
3095 | 0 | 0 | 0 | 27.437 | 366.331 | 26.065 | 0
3096 | 0 | 0 | 0 | 11.63 | 354.216 | 11.049 | 0
3097 | 0 | 0 | 0 | 14.591 | 339.017 | 13.862 | 0
3098 | 0 | 0 | 0 | 19.495 | 318.71 | 18.52 | 0
3099 | 19.633 | 0 | 0 | 0 | 318.71 | 19.633 | 0
3100 | 17.646 | 0 | 0 | 1.345 | 317.309 | 18.923 | 0
3101 | 27.164 | 0 | 0 | 6.08 | 310.976 | 32.94 | 0
3102 | 27.164 | 0 | 0 | 39.788 | 269.529 | 64.963 | 0
3103 | 27.164 | 7.008 | 0 | 101.964 | 163.317 | 130.688 | 0
3104 | 27.164 | 30.405 | 0 | 123.91 | 34.243 | 173.763 | 0
3105 | 27.164 | 67.56 | 0 | 32.874 | 0 | 122.576 | 0
3106 | 0 | 143.741 | 0 | 0 | 0 | 67.252 | 69.302
3107 | 0 | 219.716 | 64.59 | 0 | 62.006 | 51.044 | 96.326
3108 | 0 | 283.831 | 245.244 | 0 | 297.44 | 36.658 | 0
3109 | 0 | 288.66 | 252.19 | 0 | 539.542 | 34.647 | 0
3110 | 0 | 271.049 | 217.307 | 0 | 748.158 | 51.055 | 0
3111 | 0 | 247.17 | 187.532 | 0 | 928.188 | 56.656 | 0
3112 | 0 | 178.049 | 86.672 | 0 | 1011.394 | 86.808 | 0
3113 | 0 | 92.35 | 0 | 27.184 | 983.077 | 113.558 | 0
3114 | 0 | 40.883 | 0 | 125.324 | 852.53 | 157.897 | 0
3115 | 0 | 3.276 | 0 | 173.2 | 672.114 | 167.652 | 0
3116 | 0 | 0 | 0 | 141.034 | 525.203 | 133.983 | 0
3117 | 27.164 | 0 | 0 | 71.599 | 450.621 | 95.183 | 0
3118 | 0 | 0 | 0 | 35.645 | 413.491 | 33.863 | 0
3119 | 0 | 0 | 0 | 15.052 | 397.811 | 14.3 | 0
3120 | 0 | 0 | 0 | 13.05 | 384.217 | 12.398 | 0
3121 | 0 | 0 | 0 | 12.842 | 370.84 | 12.199 | 0
3122 | 0 | 0 | 0 | 13.706 | 356.563 | 13.021 | 0
3123 | 0 | 0 | 0 | 15.467 | 340.452 | 14.693 | 0
3124 | 10.881 | 0 | 0 | 5.106 | 335.133 | 15.732 | 0
3125 | 0 | 0 | 0 | 38.325 | 295.211 | 36.409 | 0
3126 | 27.164 | 0 | 0 | 51.165 | 241.914 | 75.77 | 0
3127 | 27.164 | 6.8 | 0 | 111.476 | 125.794 | 139.526 | 0
3128 | 27.164 | 25.613 | 0 | 120.762 | 0 | 166.219 | 0
3129 | 19.332 | 116.894 | 0 | 0 | 0 | 130.381 | 0
3130 | 0 | 230.19 | 0 | 0 | 0 | 67.709 | 150.972
3131 | 0 | 288.668 | 57.853 | 0 | 55.538 | 36.9 | 182.374
3132 | 0 | 328.888 | 98.073 | 0 | 149.688 | 34.428 | 184.846
3133 | 0 | 312.928 | 183.244 | 0 | 325.602 | 37.271 | 85.929
3134 | 0 | 298.637 | 252.434 | 0 | 567.939 | 43.893 | 0
3135 | 0 | 286.503 | 225.977 | 0 | 784.877 | 57.5 | 0
3136 | 0 | 247.733 | 178.076 | 0 | 955.83 | 66.175 | 0
3137 | 0 | 167.106 | 57.879 | 0 | 1011.394 | 103.766 | 0
3138 | 0 | 55.436 | 0 | 122.728 | 883.552 | 169.256 | 0
3139 | 0 | 3.715 | 0 | 204.295 | 670.744 | 197.61 | 0
3140 | 0 | 0 | 0 | 164.708 | 499.173 | 156.473 | 0
3141 | 0 | 0 | 0 | 110.786 | 383.771 | 105.246 | 0
3142 | 0 | 0 | 0 | 36.499 | 345.751 | 34.674 | 0
3143 | 0 | 0 | 0 | 20.235 | 324.673 | 19.223 | 0
3144 | 0 | 0 | 0 | 11.256 | 312.949 | 10.693 | 0
3145 | 0 | 0 | 0 | 13.031 | 299.375 | 12.379 | 0
3146 | 0 | 0 | 0 | 15.496 | 283.233 | 14.721 | 0
3147 | 0 | 0 | 0 | 15.443 | 267.147 | 14.67 | 0
3148 | 0 | 0 | 0 | 19.527 | 246.807 | 18.551 | 0
3149 | 0 | 0 | 0 | 35.729 | 209.589 | 33.943 | 0
3150 | 0 | 0 | 0 | 77.463 | 128.898 | 73.59 | 0
3151 | 19.303 | 9.198 | 0 | 75.063 | 50.707 | 99.351 | 0
3152 | 27.164 | 40.728 | 0 | 48.679 | 0 | 112.1 | 0
3153 | 0 | 108.948 | 0 | 0 | 0 | 85.001 | 18.499
3154 | 0 | 204.395 | 0 | 0 | 0 | 91.316 | 102.86
3155 | 0 | 301.829 | 71.014 | 0 | 68.173 | 73.754 | 145.52
3156 | 0 | 340.256 | 209.391 | 0 | 269.189 | 69.339 | 54.982
3157 | 0 | 303.401 | 229.767 | 0 | 489.766 | 69.952 | 0
3158 | 0 | 238.138 | 166.143 | 0 | 649.263 | 68.396 | 0
3159 | 0 | 230.537 | 147.835 | 0 | 791.184 | 78.568 | 0
3160 | 0 | 219.169 | 120.173 | 0 | 906.55 | 94.046 | 0
3161 | 0 | 164.971 | 42.265 | 0 | 947.124 | 116.571 | 0
3162 | 0 | 54.658 | 0 | 89.254 | 854.152 | 136.716 | 0
3163 | 0 | 3.523 | 0 | 153.928 | 693.81 | 149.579 | 0
3164 | 0 | 0 | 0 | 129.976 | 558.419 | 123.477 | 0
3165 | 0 | 0 | 0 | 76.067 | 479.182 | 72.263 | 0
3166 | 0 | 0 | 0 | 41.977 | 435.456 | 39.878 | 0
3167 | 0 | 0 | 0 | 18.365 | 416.325 | 17.447 | 0
3168 | 0 | 0 | 0 | 11.657 | 404.183 | 11.074 | 0
3169 | 0 | 0 | 0 | 15.107 | 388.446 | 14.352 | 0
3170 | 0 | 0 | 0 | 13.695 | 374.18 | 13.011 | 0
3171 | 0 | 0 | 0 | 14.995 | 358.561 | 14.245 | 0
3172 | 0 | 0 | 0 | 19.376 | 338.377 | 18.408 | 0
3173 | 0 | 0 | 0 | 35.68 | 301.21 | 33.896 | 0
3174 | 0 | 0 | 0 | 79.902 | 217.979 | 75.907 | 0
3175 | 0 | 6.924 | 0 | 104.475 | 109.151 | 105.829 | 0
3176 | 0 | 26.424 | 0 | 92.485 | 12.812 | 112.964 | 0
3177 | 0 | 109.198 | 0 | 12.299 | 0 | 115.423 | 0
3178 | 0 | 217.779 | 0 | 0 | 0 | 80.999 | 125.891
3179 | 0 | 282.581 | 97.5 | 0 | 93.6 | 63.012 | 112.814
3180 | 0 | 315.944 | 245.755 | 0 | 329.525 | 66.68 | 0
3181 | 0 | 313.182 | 240.141 | 0 | 560.06 | 69.389 | 0
3182 | 0 | 252.701 | 176.73 | 0 | 729.721 | 72.173 | 0
3183 | 0 | 275.341 | 178.444 | 0 | 901.027 | 92.052 | 0
3184 | 0 | 222.88 | 113.208 | 0 | 1009.707 | 104.188 | 0
3185 | 0 | 139.814 | 1.757 | 0 | 1011.394 | 131.155 | 0
3186 | 0 | 48.024 | 0 | 116.001 | 890.559 | 155.824 | 0
3187 | 0 | 2.424 | 0 | 164.246 | 719.47 | 158.337 | 0
3188 | 0 | 0 | 0 | 127.647 | 586.504 | 121.265 | 0
3189 | 0 | 0 | 0 | 85.065 | 497.895 | 80.811 | 0
3190 | 0 | 0 | 0 | 42.479 | 453.646 | 40.355 | 0
3191 | 0 | 0 | 0 | 15.626 | 437.369 | 14.845 | 0
3192 | 0 | 0 | 0 | 10.73 | 426.192 | 10.194 | 0
3193 | 0 | 0 | 0 | 12.06 | 413.629 | 11.457 | 0
3194 | 0 | 0 | 0 | 12.516 | 400.592 | 11.89 | 0
3195 | 0 | 0 | 0 | 15.188 | 384.771 | 14.429 | 0
3196 | 25.192 | 0 | 0 | 3.799 | 380.814 | 28.8 | 0
3197 | 0 | 0 | 0 | 40.862 | 338.25 | 38.818 | 0
3198 | 0 | 0 | 0 | 59.562 | 276.205 | 56.584 | 0
3199 | 0 | 7.57 | 0 | 121.878 | 149.249 | 122.975 | 0
3200 | 0 | 28.679 | 0 | 143.279 | 0 | 163.361 | 0
3201 | 19.485 | 110.816 | 0 | 0 | 0 | 124.76 | 0
3202 | 0 | 218.154 | 0 | 0 | 0 | 86.474 | 120.772
3203 | 0 | 285.884 | 55.069 | 0 | 52.866 | 46.223 | 173.051
3204 | 0 | 321.12 | 90.305 | 0 | 139.559 | 34.069 | 185.205
3205 | 0 | 343.085 | 112.27 | 0 | 247.338 | 35.695 | 183.579
3206 | 0 | 350.069 | 265.181 | 0 | 501.912 | 40.28 | 40.364
3207 | 0 | 319.036 | 263.249 | 0 | 754.632 | 52.997 | 0
3208 | 0 | 263.369 | 198.472 | 0 | 945.165 | 61.652 | 0
3209 | 0 | 165.497 | 68.988 | 0 | 1011.394 | 91.683 | 0
3210 | 0 | 53.308 | 0 | 114.052 | 892.59 | 158.992 | 0
3211 | 0 | 3.389 | 0 | 189.106 | 695.604 | 182.871 | 0
3212 | 0 | 0 | 0 | 172.927 | 515.472 | 164.281 | 0
3213 | 0 | 0 | 0 | 92.63 | 418.982 | 87.999 | 0
3214 | 0 | 0 | 0 | 35.43 | 382.076 | 33.658 | 0
3215 | 0 | 0 | 0 | 14.444 | 367.03 | 13.722 | 0
3216 | 0 | 0 | 0 | 11.105 | 355.462 | 10.55 | 0
3217 | 0 | 0 | 0 | 13.356 | 341.549 | 12.688 | 0
3218 | 0 | 0 | 0 | 15.738 | 325.155 | 14.951 | 0
3219 | 17.797 | 0 | 0 | 0 | 325.155 | 17.797 | 0
3220 | 0 | 0 | 0 | 21.811 | 302.436 | 20.721 | 0
3221 | 0 | 0 | 0 | 36.286 | 264.637 | 34.472 | 0
3222 | 24.035 | 0 | 0 | 53.89 | 208.502 | 75.23 | 0
3223 | 27.164 | 6.697 | 0 | 98.545 | 105.851 | 127.144 | 0
3224 | 27.164 | 25.029 | 0 | 101.617 | 0 | 147.477 | 0
3225 | 19.116 | 108.845 | 0 | 0 | 0 | 122.518 | 0
3226 | 0 | 200.472 | 0 | 0 | 0 | 65.337 | 125.112
3227 | 0 | 276.874 | 46.059 | 0 | 44.217 | 34.552 | 184.722
3228 | 0 | 334.662 | 103.847 | 0 | 143.91 | 34.082 | 185.193
3229 | 0 | 362.862 | 248.586 | 0 | 382.552 | 32.439 | 76.124
3230 | 0 | 333.185 | 288.663 | 0 | 659.669 | 42.296 | 0
3231 | 0 | 290.081 | 232.515 | 0 | 882.883 | 54.688 | 0
3232 | 0 | 222.92 | 133.865 | 0 | 1011.394 | 84.602 | 0
3233 | 0 | 99.824 | 0 | 13.354 | 997.484 | 107.519 | 0
3234 | 0 | 42.018 | 0 | 135.655 | 856.176 | 168.789 | 0
3235 | 0 | 3.327 | 0 | 191.066 | 657.15 | 184.673 | 0
3236 | 11.177 | 0 | 0 | 145.552 | 505.533 | 149.452 | 0
3237 | 0 | 0 | 0 | 101.179 | 400.139 | 96.12 | 0
3238 | 0 | 0 | 0 | 40.969 | 357.462 | 38.921 | 0
3239 | 0 | 0 | 0 | 17.435 | 339.301 | 16.563 | 0
3240 | 0 | 0 | 0 | 13.881 | 324.842 | 13.187 | 0
3241 | 0 | 0 | 0 | 12.714 | 311.598 | 12.079 | 0
3242 | 0 | 0 | 0 | 14.976 | 295.998 | 14.227 | 0
3243 | 0 | 0 | 0 | 15.359 | 279.999 | 14.591 | 0
3244 | 18.122 | 0 | 0 | 0 | 279.999 | 18.122 | 0
3245 | 27.164 | 0 | 0 | 8.719 | 270.917 | 35.447 | 0
3246 | 27.164 | 0 | 0 | 47.245 | 221.703 | 72.046 | 0
3247 | 27.164 | 7.384 | 0 | 99.242 | 118.326 | 128.458 | 0
3248 | 27.164 | 28.867 | 0 | 113.593 | 0 | 162.501 | 0
3249 | 19.047 | 114.038 | 0 | 0 | 0 | 127.383 | 0
3250 | 0 | 205.574 | 0 | 0 | 0 | 67.73 | 127.566
3251 | 0 | 220.447 | 0 | 0 | 0 | 43.163 | 166.261
3252 | 0 | 272.727 | 41.912 | 0 | 40.235 | 33.145 | 186.13
3253 | 0 | 323.788 | 255.97 | 0 | 285.966 | 44.354 | 20.073
3254 | 0 | 347.693 | 299.234 | 0 | 573.231 | 46.036 | 0
3255 | 0 | 319.02 | 265.029 | 0 | 827.658 | 51.292 | 0
3256 | 0 | 254.758 | 162.742 | 0 | 983.891 | 87.415 | 0
3257 | 0 | 161.045 | 28.649 | 0 | 1011.394 | 125.776 | 0
3258 | 0 | 52.431 | 0 | 127.324 | 878.765 | 170.767 | 0
3259 | 0 | 3.561 | 0 | 181.766 | 689.425 | 176.061 | 0
3260 | 0 | 0 | 0 | 162.952 | 519.684 | 154.804 | 0
3261 | 0 | 0 | 0 | 97.504 | 418.118 | 92.628 | 0
3262 | 0 | 0 | 0 | 44.023 | 372.26 | 41.822 | 0
3263 | 0 | 0 | 0 | 17.254 | 354.287 | 16.391 | 0
3264 | 0 | 0 | 0 | 10.124 | 343.741 | 9.618 | 0
3265 | 0 | 0 | 0 | 11.462 | 331.801 | 10.889 | 0
3266 | 0 | 0 | 0 | 12.93 | 318.333 | 12.283 | 0
3267 | 0 | 0 | 0 | 18.514 | 299.047 | 17.589 | 0
3268 | 8.712 | 0 | 0 | 8.367 | 290.332 | 16.661 | 0
3269 | 27.164 | 0 | 0 | 3.995 | 286.17 | 30.959 | 0
3270 | 27.164 | 0 | 0 | 37.099 | 247.525 | 62.407 | 0
3271 | 27.164 | 9.674 | 0 | 93.061 | 150.587 | 124.762 | 0
3272 | 27.164 | 21.603 | 0 | 103.046 | 43.248 | 145.581 | 0
3273 | 27.164 | 65.911 | 0 | 41.518 | 0 | 129.221 | 0
3274 | 0 | 104.485 | 0 | 0 | 0 | 65.314 | 33.947
3275 | 0 | 188.506 | 122.531 | 0 | 117.63 | 39.622 | 23.054
3276 | 0 | 248.252 | 209.039 | 0 | 318.307 | 37.253 | 0
3277 | 0 | 281.692 | 237.317 | 0 | 546.131 | 42.157 | 0
3278 | 0 | 280.962 | 222.101 | 0 | 759.348 | 55.918 | 0
3279 | 0 | 197.81 | 129.852 | 0 | 884.006 | 64.56 | 0
3280 | 0 | 205.225 | 124.3 | 0 | 1003.334 | 76.879 | 0
3281 | 0 | 126.006 | 8.396 | 0 | 1011.394 | 111.73 | 0
3282 | 0 | 41.093 | 0 | 134.946 | 870.826 | 167.237 | 0
3283 | 0 | 3.586 | 0 | 181.349 | 681.92 | 175.689 | 0
3284 | 0 | 0 | 0 | 152.273 | 523.303 | 144.659 | 0
3285 | 0 | 0 | 0 | 89.568 | 430.003 | 85.09 | 0
3286 | 0 | 0 | 0 | 39.555 | 388.799 | 37.577 | 0
3287 | 0 | 0 | 0 | 14.973 | 373.203 | 14.224 | 0
3288 | 0 | 0 | 0 | 12.284 | 360.406 | 11.67 | 0
3289 | 0 | 0 | 0 | 13.046 | 346.817 | 12.393 | 0
3290 | 0 | 0 | 0 | 13.179 | 333.089 | 12.52 | 0
3291 | 0 | 0 | 0 | 13.402 | 319.128 | 12.732 | 0
3292 | 10.605 | 0 | 0 | 5.845 | 313.04 | 16.157 | 0
3293 | 0 | 0 | 0 | 33.193 | 278.464 | 31.533 | 0
3294 | 27.164 | 0 | 0 | 56.455 | 219.657 | 80.796 | 0
3295 | 27.164 | 8.609 | 0 | 94.389 | 121.335 | 125.011 | 0
3296 | 0 | 37.112 | 0 | 116.481 | 0 | 145.914 | 0
3297 | 1.013 | 103.075 | 0 | 0 | 0 | 98.935 | 0
3298 | 0 | 185.579 | 0 | 0 | 0 | 66.479 | 109.821
3299 | 0 | 256.191 | 25.376 | 0 | 24.361 | 39.491 | 179.783
3300 | 0 | 276.124 | 60.552 | 0 | 82.49 | 37.556 | 167.237
3301 | 0 | 294.051 | 253.539 | 0 | 325.887 | 38.487 | 0
3302 | 0 | 295.081 | 254.923 | 0 | 570.613 | 38.15 | 0
3303 | 0 | 301.914 | 244.911 | 0 | 805.728 | 54.152 | 0
3304 | 0 | 256.431 | 173.627 | 0 | 972.41 | 78.664 | 0
3305 | 0 | 151.99 | 40.608 | 0 | 1011.394 | 105.813 | 0
3306 | 0 | 50.895 | 0 | 108.283 | 898.599 | 151.219 | 0
3307 | 0 | 3.263 | 0 | 187.566 | 703.218 | 181.288 | 0
3308 | 0 | 0 | 0 | 151.506 | 545.399 | 143.931 | 0
3309 | 0 | 0 | 0 | 113.179 | 427.504 | 107.52 | 0
3310 | 0 | 0 | 0 | 38.82 | 387.067 | 36.879 | 0
3311 | 0 | 0 | 0 | 18.561 | 367.733 | 17.633 | 0
3312 | 0 | 0 | 0 | 10.729 | 356.556 | 10.193 | 0
3313 | 0 | 0 | 0 | 12.915 | 343.103 | 12.27 | 0
3314 | 0 | 0 | 0 | 12.706 | 329.867 | 12.071 | 0
3315 | 12.665 | 0 | 0 | 0 | 329.867 | 12.665 | 0
3316 | 0 | 0 | 0 | 16.673 | 312.499 | 15.839 | 0
3317 | 0 | 0 | 0 | 30.156 | 281.087 | 28.648 | 0
3318 | 0 | 0 | 0 | 74.944 | 203.02 | 71.197 | 0
3319 | 27.164 | 8.848 | 0 | 74.455 | 125.462 | 106.302 | 0
3320 | 0 | 35.067 | 0 | 94.715 | 26.8 | 123.293 | 0
3321 | 13.153 | 80.357 | 0 | 25.728 | 0 | 113.934 | 0
3322 | 0 | 116.032 | 0 | 0 | 0 | 87.169 | 23.061
3323 | 0 | 186.304 | 113.09 | 0 | 108.566 | 66.702 | 2.852
3324 | 0 | 253.327 | 186.76 | 0 | 287.856 | 63.239 | 0
3325 | 0 | 288.496 | 210.104 | 0 | 489.556 | 74.472 | 0
3326 | 0 | 272.567 | 194.557 | 0 | 676.331 | 74.11 | 0
3327 | 0 | 290.764 | 190.088 | 0 | 858.816 | 95.642 | 0
3328 | 0 | 239.257 | 118.474 | 0 | 972.551 | 114.743 | 0
3329 | 0 | 133.485 | 0 | 18.679 | 953.094 | 144.556 | 0
3330 | 0 | 48.862 | 0 | 131.425 | 816.193 | 171.272 | 0
3331 | 0 | 2.689 | 0 | 175.227 | 633.665 | 169.02 | 0
3332 | 0 | 0 | 0 | 132.876 | 495.252 | 126.232 | 0
3333 | 0 | 0 | 0 | 74.541 | 417.605 | 70.814 | 0
3334 | 0 | 0 | 0 | 36.88 | 379.189 | 35.036 | 0
3335 | 0 | 0 | 0 | 15.891 | 362.636 | 15.096 | 0
3336 | 0 | 0 | 0 | 10.548 | 351.649 | 10.02 | 0
3337 | 0 | 0 | 0 | 13.382 | 337.71 | 12.712 | 0
3338 | 0 | 0 | 0 | 14.554 | 322.55 | 13.826 | 0
3339 | 0 | 0 | 0 | 13.927 | 308.043 | 13.23 | 0
3340 | 0 | 0 | 0 | 18.479 | 288.794 | 17.555 | 0
3341 | 0 | 0 | 0 | 28.618 | 258.983 | 27.188 | 0
3342 | 0 | 0 | 0 | 72.123 | 183.856 | 68.516 | 0
3343 | 0 | 4.932 | 0 | 98.073 | 81.696 | 97.855 | 0
3344 | 0 | 38.528 | 0 | 78.428 | 0 | 111.109 | 0
3345 | 0 | 97.949 | 0 | 0 | 0 | 84.697 | 8.355
3346 | 0 | 171.27 | 54.952 | 0 | 52.754 | 80.619 | 29.882
3347 | 0 | 224.205 | 144.592 | 0 | 191.562 | 75.633 | 0
3348 | 0 | 261.343 | 173.834 | 0 | 358.443 | 83.133 | 0
3349 | 0 | 255.192 | 170.947 | 0 | 522.552 | 80.032 | 0
3350 | 0 | 283.827 | 186.465 | 0 | 701.558 | 92.494 | 0
3351 | 0 | 247.262 | 144.203 | 0 | 839.993 | 97.906 | 0
3352 | 0 | 228.085 | 135.748 | 0 | 970.311 | 87.72 | 0
3353 | 0 | 154.53 | 26.333 | 0 | 995.591 | 121.787 | 0
3354 | 0 | 51.39 | 0 | 99.306 | 892.147 | 143.162 | 0
3355 | 0 | 4.334 | 0 | 139.313 | 747.029 | 136.464 | 0
3356 | 0 | 0 | 0 | 120.068 | 621.958 | 114.065 | 0
3357 | 0 | 0 | 0 | 67.586 | 551.557 | 64.206 | 0
3358 | 0 | 0 | 0 | 38.152 | 511.815 | 36.244 | 0
3359 | 0 | 0 | 0 | 15.968 | 495.182 | 15.17 | 0
3360 | 0 | 0 | 0 | 12.42 | 482.244 | 11.799 | 0
3361 | 0 | 0 | 0 | 14.31 | 467.338 | 13.595 | 0
3362 | 0 | 0 | 0 | 17.672 | 448.93 | 16.788 | 0
3363 | 0 | 0 | 0 | 14.466 | 433.861 | 13.743 | 0
3364 | 0 | 0 | 0 | 17.751 | 415.37 | 16.864 | 0
3365 | 0 | 0 | 0 | 31.94 | 382.1 | 30.343 | 0
3366 | 0 | 0 | 0 | 74.484 | 304.512 | 70.76 | 0
3367 | 0 | 8.086 | 0 | 123.506 | 175.86 | 125.012 | 0
3368 | 0 | 36.383 | 0 | 133.81 | 36.475 | 161.682 | 0
3369 | 0 | 101.216 | 0 | 35.016 | 0 | 129.421 | 0
3370 | 0 | 185.524 | 0 | 0 | 0 | 72.695 | 103.553
3371 | 0 | 233.57 | 2.755 | 0 | 2.645 | 35.756 | 183.519
3372 | 0 | 276.795 | 162.485 | 0 | 158.631 | 34.55 | 74.044
3373 | 0 | 342.523 | 290.771 | 0 | 437.771 | 49.164 | 0
3374 | 0 | 304.447 | 256.6 | 0 | 684.107 | 45.455 | 0
3375 | 0 | 277.655 | 219.531 | 0 | 894.856 | 55.218 | 0
3376 | 0 | 197.472 | 105.273 | 0 | 995.919 | 87.589 | 0
3377 | 0 | 131.093 | 16.12 | 0 | 1011.394 | 109.225 | 0
3378 | 0 | 46.105 | 0 | 114.099 | 892.54 | 152.194 | 0
3379 | 0 | 3.375 | 0 | 171.482 | 713.913 | 166.114 | 0
3380 | 0 | 0 | 0 | 164.449 | 542.612 | 156.226 | 0
3381 | 0 | 0 | 0 | 102.896 | 435.429 | 97.752 | 0
3382 | 0 | 0 | 0 | 33.645 | 400.382 | 31.963 | 0
3383 | 0 | 0 | 0 | 14.708 | 385.061 | 13.973 | 0
3384 | 0 | 0 | 0 | 11.033 | 373.568 | 10.481 | 0
3385 | 0 | 0 | 0 | 13.985 | 359 | 13.286 | 0
3386 | 0 | 0 | 0 | 13.739 | 344.688 | 13.052 | 0
3387 | 0 | 0 | 0 | 11.51 | 332.699 | 10.934 | 0
3388 | 0 | 0 | 0 | 20.972 | 310.854 | 19.923 | 0
3389 | 0 | 0 | 0 | 33.446 | 276.014 | 31.774 | 0
3390 | 26.908 | 0 | 0 | 44.995 | 229.144 | 69.654 | 0
3391 | 27.164 | 10.317 | 0 | 113.394 | 111.025 | 144.69 | 0
3392 | 27.164 | 47.241 | 0 | 99.293 | 7.595 | 166.371 | 0
3393 | 27.164 | 103.243 | 0 | 7.291 | 0 | 132.171 | 0
3394 | 0 | 202.693 | 0 | 0 | 0 | 63.156 | 129.403
3395 | 0 | 283.252 | 52.437 | 0 | 50.34 | 36.051 | 183.223
3396 | 0 | 302.433 | 71.618 | 0 | 119.093 | 30.023 | 189.251
3397 | 0 | 301.414 | 197.228 | 0 | 308.432 | 45.36 | 53.616
3398 | 0 | 329.894 | 288.303 | 0 | 585.203 | 39.511 | 0
3399 | 0 | 309.863 | 255.273 | 0 | 830.265 | 51.861 | 0
3400 | 0 | 249.122 | 166.881 | 0 | 990.47 | 78.13 | 0
3401 | 0 | 132.015 | 21.796 | 0 | 1011.394 | 104.708 | 0
3402 | 0 | 44.061 | 0 | 130.114 | 875.859 | 165.466 | 0
3403 | 0 | 2.687 | 0 | 195.498 | 672.214 | 188.277 | 0
3404 | 0 | 0 | 0 | 161.87 | 503.6 | 153.776 | 0
3405 | 0 | 0 | 0 | 93.353 | 406.358 | 88.685 | 0
3406 | 0 | 0 | 0 | 39.877 | 364.819 | 37.883 | 0
3407 | 0 | 0 | 0 | 14.04 | 350.194 | 13.338 | 0
3408 | 0 | 0 | 0 | 14.399 | 335.194 | 13.679 | 0
3409 | 0 | 0 | 0 | 14.679 | 319.904 | 13.945 | 0
3410 | 8.337 | 0 | 0 | 5.357 | 314.324 | 13.426 | 0
3411 | 0 | 0 | 0 | 17.448 | 296.148 | 16.576 | 0
3412 | 0 | 0 | 0 | 25.145 | 269.955 | 23.888 | 0
3413 | 27.164 | 0 | 0 | 4.584 | 265.181 | 31.518 | 0
3414 | 27.164 | 0 | 0 | 46.665 | 216.571 | 71.496 | 0
3415 | 27.164 | 7.765 | 0 | 82.091 | 131.06 | 112.527 | 0
3416 | 27.164 | 32.144 | 0 | 100.926 | 25.928 | 153.58 | 0
3417 | 27.164 | 67.691 | 0 | 24.891 | 0 | 115.117 | 0
3418 | 0 | 189.583 | 0 | 0 | 0 | 57.649 | 122.456
3419 | 0 | 251.518 | 20.703 | 0 | 19.875 | 42.681 | 176.594
3420 | 0 | 310.146 | 144.571 | 0 | 158.662 | 29.223 | 128.073
3421 | 0 | 303.218 | 259.257 | 0 | 407.549 | 41.764 | 0
3422 | 0 | 306.72 | 256.333 | 0 | 653.628 | 47.868 | 0
3423 | 0 | 290.184 | 221.673 | 0 | 866.434 | 65.086 | 0
3424 | 0 | 231.552 | 136.593 | 0 | 997.563 | 90.211 | 0
3425 | 0 | 141.549 | 14.407 | 0 | 1011.394 | 120.785 | 0
3426 | 0 | 42.112 | 0 | 120.63 | 885.737 | 154.606 | 0
3427 | 0 | 3.895 | 0 | 177.81 | 700.519 | 172.62 | 0
3428 | 0 | 0 | 0 | 153.155 | 540.982 | 145.498 | 0
3429 | 0 | 0 | 0 | 90.55 | 446.659 | 86.022 | 0
3430 | 0 | 0 | 0 | 40.547 | 404.423 | 38.52 | 0
3431 | 0 | 0 | 0 | 16.231 | 387.516 | 15.419 | 0
3432 | 11.367 | 0 | 0 | 0 | 387.516 | 11.367 | 0
3433 | 10.374 | 0 | 0 | 1.704 | 385.741 | 11.993 | 0
3434 | 0 | 0 | 0 | 12.556 | 372.662 | 11.929 | 0
3435 | 0 | 0 | 0 | 13.632 | 358.461 | 12.951 | 0
3436 | 16.938 | 0 | 0 | 0 | 358.461 | 16.938 | 0
3437 | 0 | 0 | 0 | 30.532 | 326.657 | 29.005 | 0
3438 | 0 | 0 | 0 | 78.454 | 244.934 | 74.531 | 0
3439 | 0 | 8.652 | 0 | 131.798 | 107.644 | 133.428 | 0
3440 | 27.164 | 29.22 | 0 | 103.339 | 0 | 153.095 | 0
3441 | 12.451 | 108.143 | 0 | 0 | 0 | 115.186 | 0
3442 | 0 | 197.556 | 0 | 0 | 0 | 71.596 | 116.083
3443 | 0 | 289.502 | 58.687 | 0 | 56.339 | 53.36 | 165.914
3444 | 0 | 302.921 | 72.106 | 0 | 125.561 | 42.778 | 176.496
3445 | 0 | 317.589 | 202.648 | 0 | 320.103 | 39.656 | 69.537
3446 | 0 | 322.953 | 263.935 | 0 | 573.481 | 56.068 | 0
3447 | 0 | 317.359 | 263.522 | 0 | 826.462 | 51.145 | 0
3448 | 0 | 211.413 | 142.927 | 0 | 963.672 | 65.061 | 0
3449 | 0 | 152.578 | 49.71 | 0 | 1011.394 | 97.724 | 0
3450 | 0 | 49.75 | 0 | 101.9 | 905.248 | 144.067 | 0
3451 | 0 | 4.261 | 0 | 172.892 | 725.153 | 168.295 | 0
3452 | 0 | 0 | 0 | 146.837 | 572.198 | 139.495 | 0
3453 | 0 | 0 | 0 | 93.226 | 475.088 | 88.564 | 0
3454 | 0 | 0 | 0 | 36.565 | 437 | 34.736 | 0
3455 | 0 | 0 | 0 | 16.051 | 420.28 | 15.248 | 0
3456 | 0 | 0 | 0 | 12.46 | 407.301 | 11.837 | 0
3457 | 0 | 0 | 0 | 14.221 | 392.487 | 13.51 | 0
3458 | 0 | 0 | 0 | 16.496 | 375.304 | 15.671 | 0
3459 | 0 | 0 | 0 | 15.415 | 359.246 | 14.645 | 0
3460 | 0 | 0 | 0 | 17.066 | 341.469 | 16.213 | 0
3461 | 0 | 0 | 0 | 28.095 | 312.204 | 26.69 | 0
3462 | 0 | 0 | 0 | 67.969 | 241.403 | 64.57 | 0
3463 | 27.164 | 6.875 | 0 | 106.314 | 130.659 | 134.694 | 0
3464 | 27.164 | 41.616 | 0 | 105.774 | 20.478 | 167.184 | 0
3465 | 4.378 | 104.356 | 0 | 19.659 | 0 | 122.192 | 0
3466 | 0 | 179.257 | 0 | 0 | 0 | 59.315 | 110.979
3467 | 0 | 253.016 | 22.201 | 0 | 21.313 | 45.499 | 173.775
3468 | 0 | 296.167 | 105.807 | 0 | 122.888 | 40.917 | 139.925
3469 | 0 | 312.544 | 272.833 | 0 | 384.807 | 37.726 | 0
3470 | 0 | 321.806 | 274.952 | 0 | 648.761 | 44.512 | 0
3471 | 0 | 263.979 | 207.026 | 0 | 847.506 | 54.106 | 0
3472 | 0 | 220.752 | 145.004 | 0 | 986.709 | 71.961 | 0
3473 | 0 | 155.146 | 25.713 | 0 | 1011.394 | 122.962 | 0
3474 | 0 | 43.027 | 0 | 131.289 | 874.635 | 165.6 | 0
3475 | 0 | 3.883 | 0 | 192.709 | 673.896 | 186.762 | 0
3476 | 0 | 0 | 0 | 160.947 | 506.242 | 152.9 | 0
3477 | 0 | 0 | 0 | 101.962 | 400.032 | 96.864 | 0
3478 | 0 | 0 | 0 | 49.937 | 348.014 | 47.44 | 0
3479 | 0 | 0 | 0 | 20.706 | 326.446 | 19.671 | 0
3480 | 0 | 0 | 0 | 13.472 | 312.412 | 12.799 | 0
3481 | 0 | 0 | 0 | 14.202 | 297.618 | 13.492 | 0
3482 | 3.176 | 0 | 0 | 13.832 | 283.21 | 16.316 | 0
3483 | 0 | 0 | 0 | 15.384 | 267.185 | 14.615 | 0
3484 | 0 | 0 | 0 | 22.213 | 244.047 | 21.102 | 0
3485 | 0 | 0 | 0 | 30.329 | 212.454 | 28.813 | 0
3486 | 0 | 0 | 0 | 72.662 | 136.765 | 69.028 | 0
3487 | 27.164 | 8.233 | 0 | 78.997 | 54.476 | 110.033 | 0
3488 | 27.164 | 34.701 | 0 | 52.297 | 0 | 109.812 | 0
3489 | 19.095 | 81.022 | 0 | 0 | 0 | 96.066 | 0
3490 | 0 | 148.689 | 64.009 | 0 | 61.449 | 80.445 | 0
3491 | 0 | 199.832 | 128.426 | 0 | 184.738 | 67.836 | 0
3492 | 0 | 160.754 | 87.298 | 0 | 268.544 | 69.783 | 0
3493 | 0 | 115.752 | 52.444 | 0 | 318.89 | 60.143 | 0
3494 | 0 | 150.705 | 74.846 | 0 | 390.742 | 72.067 | 0
3495 | 0 | 237.418 | 149.377 | 0 | 534.144 | 83.639 | 0
3496 | 0 | 231.196 | 126.867 | 0 | 655.937 | 99.112 | 0
3497 | 0 | 156.713 | 29.76 | 0 | 684.506 | 120.606 | 0
3498 | 0 | 49.849 | 0 | 104.198 | 575.967 | 146.345 | 0
3499 | 27.164 | 4.664 | 0 | 111.524 | 459.797 | 137.542 | 0
3500 | 0 | 0 | 0 | 113.645 | 341.417 | 107.962 | 0
3501 | 0 | 0 | 0 | 89.666 | 248.015 | 85.183 | 0
3502 | 27.164 | 0 | 0 | 18.895 | 228.332 | 45.114 | 0
3503 | 2.756 | 0 | 0 | 17.622 | 209.976 | 19.497 | 0
3504 | 0 | 0 | 0 | 12.921 | 196.516 | 12.275 | 0
3505 | 14.715 | 0 | 0 | 0 | 196.516 | 14.715 | 0
3506 | 15.105 | 0 | 0 | 0 | 196.516 | 15.105 | 0
3507 | 14.576 | 0 | 0 | 0 | 196.516 | 14.576 | 0
3508 | 22.458 | 0 | 0 | 0 | 196.516 | 22.458 | 0
3509 | 27.164 | 0 | 0 | 16.223 | 179.617 | 42.576 | 0
3510 | 27.164 | 0 | 0 | 55.028 | 122.297 | 79.44 | 0
3511 | 27.164 | 9.051 | 0 | 65.329 | 54.246 | 97.825 | 0
3512 | 27.164 | 46.458 | 0 | 52.076 | 0 | 120.771 | 0
3513 | 26.365 | 76.6 | 0 | 0 | 0 | 99.136 | 0
3514 | 0 | 137.83 | 0 | 0 | 0 | 88.164 | 42.774
3515 | 0 | 235.559 | 76.01 | 0 | 72.969 | 88.735 | 62.837
3516 | 0 | 282.055 | 206.196 | 0 | 270.917 | 72.066 | 0
3517 | 0 | 304.157 | 228.154 | 0 | 489.945 | 72.202 | 0
3518 | 0 | 291.325 | 212.61 | 0 | 694.051 | 74.779 | 0
3519 | 0 | 279.402 | 198.624 | 0 | 884.73 | 76.739 | 0
3520 | 0 | 239.036 | 125.104 | 0 | 1004.83 | 108.235 | 0
3521 | 0 | 147.444 | 6.837 | 0 | 1011.394 | 133.577 | 0
3522 | 0 | 50.078 | 0 | 102.937 | 904.168 | 145.364 | 0
3523 | 0 | 4.143 | 0 | 153.537 | 744.234 | 149.796 | 0
3524 | 0 | 0 | 0 | 124.894 | 614.136 | 118.649 | 0
3525 | 0 | 0 | 0 | 73.644 | 537.423 | 69.962 | 0
3526 | 0 | 0 | 0 | 48.512 | 486.89 | 46.087 | 0
3527 | 0 | 0 | 0 | 19.765 | 466.301 | 18.777 | 0
3528 | 0 | 0 | 0 | 11.85 | 453.957 | 11.258 | 0
3529 | 0 | 0 | 0 | 13.111 | 440.3 | 12.455 | 0
3530 | 0 | 0 | 0 | 22.158 | 417.219 | 21.05 | 0
3531 | 0 | 0 | 0 | 14.736 | 401.869 | 13.999 | 0
3532 | 0 | 0 | 0 | 17.239 | 383.911 | 16.377 | 0
3533 | 0 | 0 | 0 | 26.75 | 356.047 | 25.413 | 0
3534 | 0 | 0 | 0 | 66.51 | 286.766 | 63.184 | 0
3535 | 0 | 7.516 | 0 | 129.331 | 152.046 | 130.004 | 0
3536 | 2.794 | 23.798 | 0 | 145.811 | 0.16 | 163.923 | 0
3537 | 27.164 | 99.981 | 0 | 0.153 | 0 | 122.291 | 0
3538 | 0 | 197.971 | 0 | 0 | 0 | 60.935 | 127.137
3539 | 0 | 290.475 | 59.66 | 0 | 57.274 | 43.447 | 175.827
3540 | 0 | 336.321 | 105.506 | 0 | 158.56 | 33.881 | 185.393
3541 | 0 | 350.929 | 187.865 | 0 | 338.91 | 39.512 | 115.399
3542 | 0 | 329.949 | 281.112 | 0 | 608.778 | 46.395 | 0
3543 | 0 | 309.505 | 238.142 | 0 | 837.394 | 67.795 | 0
3544 | 0 | 232.933 | 148.345 | 0 | 979.805 | 80.359 | 0
3545 | 0 | 149.076 | 32.905 | 0 | 1011.394 | 110.362 | 0
3546 | 0 | 48.201 | 0 | 112.276 | 894.439 | 152.453 | 0
3547 | 0 | 4.125 | 0 | 188.095 | 698.507 | 182.61 | 0
3548 | 0 | 0 | 0 | 169.857 | 521.572 | 161.364 | 0
3549 | 0 | 0 | 0 | 121.98 | 394.51 | 115.881 | 0
3550 | 0 | 0 | 0 | 47.743 | 344.777 | 45.356 | 0
3551 | 0 | 0 | 0 | 17.579 | 326.465 | 16.701 | 0
3552 | 0 | 0 | 0 | 11.731 | 314.246 | 11.144 | 0
3553 | 0 | 0 | 0 | 13.731 | 299.943 | 13.044 | 0
3554 | 13.42 | 0 | 0 | 0 | 299.943 | 13.42 | 0
3555 | 0 | 0 | 0 | 14.996 | 284.322 | 14.246 | 0
3556 | 18.175 | 0 | 0 | 0 | 284.322 | 18.175 | 0
3557 | 18.607 | 0 | 0 | 24.801 | 258.488 | 42.168 | 0
3558 | 27.164 | 0 | 0 | 47.636 | 208.867 | 72.418 | 0
3559 | 27.164 | 7.089 | 0 | 101.108 | 103.547 | 129.95 | 0
3560 | 27.164 | 22.839 | 0 | 99.405 | 0 | 143.296 | 0
3561 | 26.25 | 100.039 | 0 | 0 | 0 | 121.287 | 0
3562 | 0 | 192.736 | 11.61 | 0 | 11.145 | 67.749 | 104.32
3563 | 0 | 230.246 | 180.109 | 0 | 184.05 | 47.63 | 0
3564 | 0 | 207.504 | 169.901 | 0 | 347.155 | 35.723 | 0
3565 | 0 | 210.253 | 174.49 | 0 | 514.666 | 33.975 | 0
3566 | 0 | 209.614 | 166.889 | 0 | 674.88 | 40.588 | 0
3567 | 0 | 258.507 | 205.162 | 0 | 871.835 | 50.678 | 0
3568 | 0 | 208.559 | 127.194 | 0 | 993.942 | 77.297 | 0
3569 | 0 | 151.814 | 18.18 | 0 | 1011.394 | 126.953 | 0
3570 | 0 | 48.932 | 0 | 118.2 | 888.269 | 158.776 | 0
3571 | 0 | 4.255 | 0 | 179.974 | 700.796 | 175.017 | 0
3572 | 0 | 0 | 0 | 140.17 | 554.786 | 133.162 | 0
3573 | 0 | 0 | 0 | 86.471 | 464.712 | 82.147 | 0
3574 | 0 | 0 | 0 | 33.145 | 430.186 | 31.488 | 0
3575 | 0 | 0 | 0 | 11.715 | 417.983 | 11.129 | 0
3576 | 0 | 0 | 0 | 13.028 | 404.411 | 12.377 | 0
3577 | 0 | 0 | 0 | 14.871 | 388.921 | 14.128 | 0
3578 | 0 | 0 | 0 | 15.471 | 372.805 | 14.697 | 0
3579 | 0 | 0 | 0 | 15.178 | 356.994 | 14.419 | 0
3580 | 9.952 | 0 | 0 | 14.605 | 341.781 | 23.827 | 0
3581 | 0 | 0 | 0 | 39.252 | 300.894 | 37.289 | 0
3582 | 0 | 0 | 0 | 76.711 | 220.986 | 72.875 | 0
3583 | 27.164 | 7.582 | 0 | 101.318 | 115.447 | 130.619 | 0
3584 | 27.164 | 24.336 | 0 | 110.829 | 0 | 155.57 | 0
3585 | 20.185 | 107.824 | 0 | 0 | 0 | 122.618 | 0
3586 | 0 | 170.454 | 0 | 0 | 0 | 65.531 | 96.4
3587 | 0 | 186.978 | 67.799 | 0 | 65.087 | 48.66 | 64.561
3588 | 0 | 240.307 | 190.508 | 0 | 247.974 | 47.309 | 0
3589 | 0 | 263.646 | 220.155 | 0 | 459.323 | 41.316 | 0
3590 | 0 | 255.833 | 206.723 | 0 | 657.776 | 46.655 | 0
3591 | 0 | 236.157 | 171.139 | 0 | 822.07 | 61.767 | 0
3592 | 0 | 234.939 | 165.017 | 0 | 980.487 | 66.426 | 0
3593 | 0 | 135.881 | 32.195 | 0 | 1011.394 | 98.502 | 0
3594 | 0 | 47.15 | 0 | 126.436 | 879.69 | 164.907 | 0
3595 | 0 | 4.154 | 0 | 200.326 | 671.017 | 194.255 | 0
3596 | 0 | 0 | 0 | 173.446 | 490.344 | 164.774 | 0
3597 | 0 | 0 | 0 | 98.705 | 387.526 | 93.77 | 0
3598 | 0 | 0 | 0 | 35.64 | 350.401 | 33.858 | 0
3599 | 4.085 | 0 | 0 | 12.391 | 337.494 | 15.856 | 0
3600 | 0 | 0 | 0 | 12.667 | 324.299 | 12.034 | 0
3601 | 0 | 0 | 0 | 14.749 | 308.936 | 14.011 | 0
3602 | 15.606 | 0 | 0 | 0 | 308.936 | 15.606 | 0
3603 | 13.664 | 0 | 0 | 0 | 308.936 | 13.664 | 0
3604 | 18.635 | 0 | 0 | 0 | 308.936 | 18.635 | 0
3605 | 27.164 | 0 | 0 | 10.759 | 297.729 | 37.385 | 0
3606 | 27.164 | 0 | 0 | 34.922 | 261.351 | 60.34 | 0
3607 | 27.164 | 7.085 | 0 | 107.393 | 149.484 | 135.918 | 0
3608 | 27.164 | 33.862 | 0 | 117.812 | 26.763 | 171.254 | 0
3609 | 27.164 | 92.995 | 0 | 25.692 | 0 | 139.917 | 0
3610 | 0 | 178.546 | 102.368 | 0 | 98.273 | 72.37 | 0
3611 | 0 | 197.564 | 146.758 | 0 | 239.161 | 48.265 | 0
3612 | 0 | 194.115 | 150.149 | 0 | 383.304 | 41.768 | 0
3613 | 0 | 202.138 | 164.199 | 0 | 540.934 | 36.042 | 0
3614 | 0 | 160.282 | 121.915 | 0 | 657.973 | 36.448 | 0
3615 | 0 | 155.242 | 96.56 | 0 | 750.671 | 55.748 | 0
3616 | 0 | 150.815 | 68.975 | 0 | 816.886 | 77.748 | 0
3617 | 0 | 108.364 | 0 | 9.841 | 806.636 | 112.295 | 0
3618 | 27.164 | 46.907 | 0 | 98.124 | 704.423 | 164.943 | 0
3619 | 27.164 | 4.737 | 0 | 164.242 | 533.337 | 187.694 | 0
3620 | 20.054 | 0 | 0 | 143.067 | 384.309 | 155.968 | 0
3621 | 27.164 | 0 | 0 | 86.26 | 294.454 | 109.111 | 0
3622 | 27.164 | 0 | 0 | 26.113 | 267.254 | 51.971 | 0
3623 | 15.502 | 0 | 0 | 0 | 267.254 | 15.502 | 0
3624 | 11.969 | 0 | 0 | 0 | 267.254 | 11.969 | 0
3625 | 13.135 | 0 | 0 | 0 | 267.254 | 13.135 | 0
3626 | 14.262 | 0 | 0 | 0 | 267.254 | 14.262 | 0
3627 | 13.365 | 0 | 0 | 0 | 267.254 | 13.365 | 0
3628 | 20.386 | 0 | 0 | 0 | 267.254 | 20.386 | 0
3629 | 27.164 | 0 | 0 | 10.342 | 256.48 | 36.989 | 0
3630 | 27.164 | 0 | 0 | 44.642 | 209.978 | 69.574 | 0
3631 | 27.164 | 7.97 | 0 | 98.389 | 107.49 | 128.205 | 0
3632 | 27.164 | 37.623 | 0 | 103.191 | 0 | 160.937 | 0
3633 | 12.991 | 106.308 | 0 | 0 | 0 | 113.983 | 0
3634 | 0 | 201.973 | 0 | 0 | 0 | 56.499 | 135.376
3635 | 0 | 232.678 | 1.863 | 0 | 1.789 | 46.415 | 172.859
3636 | 0 | 275.248 | 165.48 | 0 | 160.65 | 43.817 | 60.463
3637 | 0 | 278.339 | 236.31 | 0 | 387.508 | 39.927 | 0
3638 | 0 | 297.478 | 236.365 | 0 | 614.418 | 58.057 | 0
3639 | 0 | 276.956 | 208.506 | 0 | 814.584 | 65.027 | 0
3640 | 0 | 243.321 | 165.674 | 0 | 973.631 | 73.764 | 0
3641 | 0 | 148.822 | 39.337 | 0 | 1011.394 | 104.011 | 0
3642 | 0 | 48.116 | 0 | 111.387 | 895.366 | 151.528 | 0
3643 | 0 | 5.465 | 0 | 179.955 | 707.912 | 176.149 | 0
3644 | 0 | 0 | 0 | 149.615 | 552.063 | 142.135 | 0
3645 | 0 | 0 | 0 | 91.63 | 456.616 | 87.048 | 0
3646 | 0 | 0 | 0 | 51.481 | 402.989 | 48.907 | 0
3647 | 0 | 0 | 0 | 18.966 | 383.233 | 18.018 | 0
3648 | 0 | 0 | 0 | 12.522 | 370.189 | 11.896 | 0
3649 | 0 | 0 | 0 | 14.316 | 355.276 | 13.601 | 0
3650 | 0 | 0 | 0 | 14.54 | 340.13 | 13.813 | 0
3651 | 0 | 0 | 0 | 14.647 | 324.873 | 13.915 | 0
3652 | 0 | 0 | 0 | 20.195 | 303.836 | 19.186 | 0
3653 | 0 | 0 | 0 | 48.56 | 253.253 | 46.132 | 0
3654 | 0 | 0 | 0 | 82.818 | 166.985 | 78.677 | 0
3655 | 23.112 | 7.275 | 0 | 76.893 | 86.888 | 103.072 | 0
3656 | 27.164 | 22.378 | 0 | 79.668 | 3.901 | 124.107 | 0
3657 | 27.164 | 96.026 | 0 | 3.745 | 0 | 121.946 | 0
3658 | 0 | 197.039 | 95.37 | 0 | 91.555 | 96.586 | 0
3659 | 0 | 214.663 | 130.249 | 0 | 216.594 | 80.194 | 0
3660 | 0 | 241.052 | 151.624 | 0 | 362.153 | 84.957 | 0
3661 | 0 | 235.785 | 142.69 | 0 | 499.135 | 88.441 | 0
3662 | 0 | 245.715 | 159.294 | 0 | 652.058 | 82.099 | 0
3663 | 0 | 245.593 | 152.085 | 0 | 798.059 | 88.833 | 0
3664 | 0 | 229.467 | 108.37 | 0 | 902.094 | 115.042 | 0
3665 | 0 | 142.851 | 1.175 | 0 | 903.222 | 134.593 | 0
3666 | 0 | 47.274 | 0 | 107.291 | 791.461 | 146.836 | 0
3667 | 0 | 4.125 | 0 | 140.157 | 645.465 | 137.067 | 0
3668 | 0 | 0 | 0 | 108.703 | 532.232 | 103.268 | 0
3669 | 0 | 0 | 0 | 71.038 | 458.234 | 67.486 | 0
3670 | 0 | 0 | 0 | 27.623 | 429.461 | 26.241 | 0
3671 | 0 | 0 | 0 | 17.481 | 411.251 | 16.607 | 0
3672 | 0 | 0 | 0 | 11.613 | 399.154 | 11.032 | 0
3673 | 0 | 0 | 0 | 12.821 | 385.799 | 12.18 | 0
3674 | 0 | 0 | 0 | 15.021 | 370.153 | 14.27 | 0
3675 | 0 | 0 | 0 | 17.078 | 352.362 | 16.225 | 0
3676 | 0 | 0 | 0 | 21.614 | 329.848 | 20.533 | 0
3677 | 0 | 0 | 0 | 48.662 | 279.159 | 46.228 | 0
3678 | 0 | 0 | 0 | 81.631 | 194.127 | 77.549 | 0
3679 | 8.191 | 9.046 | 0 | 96.185 | 93.934 | 108.162 | 0
3680 | 0 | 38.027 | 0 | 90.176 | 0 | 121.793 | 0
3681 | 13.014 | 99.511 | 0 | 0 | 0 | 107.549 | 0
3682 | 0 | 141.662 | 44.011 | 0 | 42.251 | 91.473 | 1.295
3683 | 0 | 206.787 | 129.636 | 0 | 166.701 | 73.293 | 0
3684 | 0 | 271.942 | 195.916 | 0 | 354.78 | 72.225 | 0
3685 | 0 | 278.61 | 206.612 | 0 | 553.128 | 68.398 | 0
3686 | 0 | 312.965 | 221.657 | 0 | 765.918 | 86.743 | 0
3687 | 0 | 249.095 | 160.139 | 0 | 919.652 | 84.508 | 0
3688 | 0 | 199.125 | 87.012 | 0 | 1003.183 | 106.508 | 0
3689 | 0 | 154.086 | 8.553 | 0 | 1011.394 | 138.257 | 0
3690 | 0 | 49.285 | 0 | 111.811 | 894.924 | 153.041 | 0
3691 | 0 | 4.725 | 0 | 148.527 | 740.209 | 145.589 | 0
3692 | 0 | 0 | 0 | 119.681 | 615.541 | 113.697 | 0
3693 | 0 | 0 | 0 | 79.065 | 533.181 | 75.112 | 0
3694 | 0 | 0 | 0 | 39.59 | 491.942 | 37.611 | 0
3695 | 0 | 0 | 0 | 18.823 | 472.334 | 17.882 | 0
3696 | 0 | 0 | 0 | 12.856 | 458.943 | 12.213 | 0
3697 | 0 | 0 | 0 | 15.86 | 442.422 | 15.067 | 0
3698 | 0 | 0 | 0 | 17.307 | 424.394 | 16.441 | 0
3699 | 0 | 0 | 0 | 15.42 | 408.332 | 14.649 | 0
3700 | 0 | 0 | 0 | 18.245 | 389.327 | 17.332 | 0
3701 | 0 | 0 | 0 | 25.341 | 362.93 | 24.074 | 0
3702 | 0 | 0 | 0 | 56.564 | 304.009 | 53.736 | 0
3703 | 0 | 6.987 | 0 | 116.845 | 182.296 | 117.64 | 0
3704 | 0 | 37.906 | 0 | 110.742 | 66.94 | 141.215 | 0
3705 | 0 | 84.311 | 0 | 41.225 | 23.998 | 119.258 | 0
3706 | 0 | 126.642 | 53.525 | 0 | 75.382 | 69.461 | 0
3707 | 0 | 189.538 | 136.275 | 0 | 206.206 | 50.6 | 0
3708 | 0 | 163.838 | 128.363 | 0 | 329.434 | 33.701 | 0
3709 | 0 | 211.943 | 175.265 | 0 | 497.689 | 34.843 | 0
3710 | 0 | 233.02 | 175.05 | 0 | 665.737 | 55.071 | 0
3711 | 0 | 134.857 | 68.719 | 0 | 731.708 | 62.831 | 0
3712 | 0 | 133.084 | 50.963 | 0 | 780.633 | 78.014 | 0
3713 | 0 | 99.478 | 0 | 10.088 | 770.124 | 104.088 | 0
3714 | 0 | 43.414 | 0 | 133.814 | 630.735 | 168.366 | 0
3715 | 27.164 | 4.88 | 0 | 163.736 | 460.176 | 187.349 | 0
3716 | 27.164 | 0 | 0 | 124.232 | 330.767 | 145.184 | 0
3717 | 1.966 | 0 | 0 | 89.77 | 237.257 | 87.247 | 0
3718 | 27.164 | 0 | 0 | 21.47 | 214.893 | 47.56 | 0
3719 | 17.425 | 0 | 0 | 0 | 214.893 | 17.425 | 0
3720 | 12.109 | 0 | 0 | 0 | 214.893 | 12.109 | 0
3721 | 13.519 | 0 | 0 | 0 | 214.893 | 13.519 | 0
3722 | 14.159 | 0 | 0 | 0 | 214.893 | 14.159 | 0
3723 | 14.859 | 0 | 0 | 0 | 214.893 | 14.859 | 0
3724 | 19.279 | 0 | 0 | 0 | 214.893 | 19.279 | 0
3725 | 27.164 | 0 | 0 | 1.325 | 213.513 | 28.422 | 0
3726 | 27.164 | 0 | 0 | 50.016 | 161.413 | 74.679 | 0
3727 | 27.164 | 10.418 | 0 | 87.293 | 70.483 | 119.989 | 0
3728 | 27.164 | 53.69 | 0 | 67.663 | 0 | 142.45 | 0
3729 | 15.256 | 98.183 | 0 | 0 | 0 | 108.53 | 0
3730 | 0 | 131.602 | 66.504 | 0 | 63.844 | 61.843 | 0
3731 | 0 | 102.076 | 61.172 | 0 | 122.569 | 38.859 | 0
3732 | 0 | 186.835 | 153.054 | 0 | 269.501 | 32.091 | 0
3733 | 0 | 236.467 | 197.092 | 0 | 458.71 | 37.405 | 0
3734 | 0 | 229.228 | 184.728 | 0 | 636.049 | 42.275 | 0
3735 | 0 | 250.946 | 185.716 | 0 | 814.337 | 61.968 | 0
3736 | 0 | 206.288 | 137.903 | 0 | 946.724 | 64.966 | 0
3737 | 0 | 135.617 | 21.616 | 0 | 967.475 | 108.301 | 0
3738 | 0 | 43.459 | 0 | 127.866 | 834.281 | 162.759 | 0
3739 | 0 | 4.46 | 0 | 186.503 | 640.008 | 181.415 | 0
3740 | 0 | 0 | 0 | 160.502 | 472.818 | 152.477 | 0
3741 | 0 | 0 | 0 | 98.712 | 369.993 | 93.776 | 0
3742 | 0 | 0 | 0 | 30.168 | 338.568 | 28.659 | 0
3743 | 0 | 0 | 0 | 13.726 | 324.271 | 13.039 | 0
3744 | 11.494 | 0 | 0 | 0 | 324.271 | 11.494 | 0
3745 | 0 | 0 | 0 | 12.819 | 310.917 | 12.178 | 0
3746 | 13.304 | 0 | 0 | 0 | 310.917 | 13.304 | 0
3747 | 0.682 | 0 | 0 | 13.279 | 297.084 | 13.298 | 0
3748 | 17.697 | 0 | 0 | 0 | 297.084 | 17.697 | 0
3749 | 27.164 | 0 | 0 | 5.448 | 291.409 | 32.339 | 0
3750 | 27.164 | 0 | 0 | 42.996 | 246.622 | 68.01 | 0
3751 | 27.164 | 8.295 | 0 | 105.974 | 136.232 | 135.719 | 0
3752 | 27.164 | 28.307 | 0 | 103.127 | 28.807 | 152.026 | 0
3753 | 27.164 | 89.495 | 0 | 27.655 | 0 | 138.457 | 0
3754 | 0 | 173.35 | 0 | 0 | 0 | 64.411 | 100.272
3755 | 0 | 247.937 | 17.122 | 0 | 16.437 | 41.483 | 177.791
3756 | 0 | 319.319 | 98.576 | 0 | 111.07 | 36.416 | 173.29
3757 | 0 | 335.014 | 284.7 | 0 | 384.382 | 47.798 | 0
3758 | 0 | 299.987 | 239.201 | 0 | 614.015 | 57.747 | 0
3759 | 0 | 272.089 | 217.085 | 0 | 822.416 | 52.253 | 0
3760 | 0 | 236.717 | 161.617 | 0 | 977.569 | 71.345 | 0
3761 | 0 | 147.703 | 35.234 | 0 | 1011.394 | 106.845 | 0
3762 | 0 | 48.024 | 0 | 112.242 | 894.475 | 152.253 | 0
3763 | 0 | 4.985 | 0 | 175.284 | 711.887 | 171.256 | 0
3764 | 0 | 0 | 0 | 156.469 | 548.899 | 148.645 | 0
3765 | 0 | 0 | 0 | 99.681 | 445.064 | 94.697 | 0
3766 | 0 | 0 | 0 | 45.32 | 397.856 | 43.054 | 0
3767 | 0 | 0 | 0 | 13.928 | 383.347 | 13.232 | 0
3768 | 0 | 0 | 0 | 10.19 | 372.732 | 9.68 | 0
3769 | 0 | 0 | 0 | 11.304 | 360.957 | 10.739 | 0
3770 | 12.33 | 0 | 0 | 0 | 360.957 | 12.33 | 0
3771 | 0 | 0 | 0 | 14.732 | 345.611 | 13.996 | 0
3772 | 0 | 0 | 0 | 22.254 | 322.43 | 21.141 | 0
3773 | 13.159 | 0 | 0 | 24.466 | 296.944 | 36.402 | 0
3774 | 0 | 0 | 0 | 81.172 | 212.39 | 77.114 | 0
3775 | 27.164 | 9.402 | 0 | 91.797 | 116.768 | 123.303 | 0
3776 | 27.164 | 35.62 | 0 | 95.726 | 17.053 | 151.942 | 0
3777 | 27.164 | 92.328 | 0 | 16.371 | 0 | 130.428 | 0
3778 | 0 | 200.618 | 0 | 0 | 0 | 75.946 | 114.641
3779 | 0 | 261.776 | 30.961 | 0 | 29.723 | 42.908 | 176.366
3780 | 0 | 303.08 | 98.642 | 0 | 124.419 | 40.821 | 153.395
3781 | 0 | 330.457 | 289.073 | 0 | 401.929 | 39.315 | 0
3782 | 0 | 312.636 | 268.259 | 0 | 659.458 | 42.158 | 0
3783 | 0 | 292.393 | 224.984 | 0 | 875.442 | 64.039 | 0
3784 | 0 | 217.931 | 134.081 | 0 | 1004.16 | 79.658 | 0
3785 | 0 | 130.617 | 7.535 | 0 | 1011.394 | 116.928 | 0
3786 | 0 | 38.703 | 0 | 132.879 | 872.978 | 163.003 | 0
3787 | 11.585 | 3.736 | 0 | 173.253 | 692.506 | 179.724 | 0
3788 | 0 | 0 | 0 | 161.462 | 524.317 | 153.389 | 0
3789 | 0 | 0 | 0 | 84.524 | 436.271 | 80.298 | 0
3790 | 0 | 0 | 0 | 33.458 | 401.418 | 31.785 | 0
3791 | 0 | 0 | 0 | 18.307 | 382.349 | 17.391 | 0
3792 | 0 | 0 | 0 | 11.029 | 370.86 | 10.478 | 0
3793 | 0 | 0 | 0 | 11.902 | 358.462 | 11.307 | 0
3794 | 0 | 0 | 0 | 18.341 | 339.357 | 17.424 | 0
3795 | 0 | 0 | 0 | 16.394 | 322.28 | 15.574 | 0
3796 | 0 | 0 | 0 | 18.668 | 302.834 | 17.735 | 0
3797 | 27.164 | 0 | 0 | 8.945 | 293.516 | 35.661 | 0
3798 | 0 | 0 | 0 | 78.978 | 211.247 | 75.029 | 0
3799 | 27.164 | 9.436 | 0 | 92.541 | 114.851 | 124.041 | 0
3800 | 27.164 | 30.21 | 0 | 97.908 | 12.863 | 148.876 | 0
3801 | 27.164 | 96.93 | 0 | 12.348 | 0 | 130.978 | 0
3802 | 0 | 182.022 | 0 | 0 | 0 | 64.294 | 108.628
3803 | 0 | 237.546 | 143.382 | 0 | 137.647 | 46.027 | 43.429
3804 | 0 | 264.629 | 222.684 | 0 | 351.424 | 39.847 | 0
3805 | 0 | 278.956 | 235.91 | 0 | 577.898 | 40.893 | 0
3806 | 0 | 268.415 | 223.004 | 0 | 791.982 | 43.14 | 0
3807 | 0 | 223.7 | 172.158 | 0 | 957.254 | 48.965 | 0
3808 | 0 | 141.327 | 51.016 | 0 | 1006.229 | 85.795 | 0
3809 | 0 | 130.349 | 5.38 | 0 | 1011.394 | 118.721 | 0
3810 | 0 | 44.9 | 0 | 122.05 | 884.259 | 158.602 | 0
3811 | 0 | 3.686 | 0 | 192.874 | 683.348 | 186.732 | 0
3812 | 0 | 0 | 0 | 168.914 | 507.396 | 160.469 | 0
3813 | 0 | 0 | 0 | 103.146 | 399.951 | 97.989 | 0
3814 | 0 | 0 | 0 | 38.622 | 359.72 | 36.691 | 0
3815 | 0 | 0 | 0 | 15.278 | 343.806 | 14.514 | 0
3816 | 0 | 0 | 0 | 12.195 | 331.103 | 11.585 | 0
3817 | 0 | 0 | 0 | 13.655 | 316.879 | 12.972 | 0
3818 | 0 | 0 | 0 | 13.856 | 302.446 | 13.163 | 0
3819 | 0 | 0 | 0 | 18.853 | 282.808 | 17.91 | 0
3820 | 0 | 0 | 0 | 34.422 | 246.952 | 32.701 | 0
3821 | 0 | 0 | 0 | 33.412 | 212.148 | 31.741 | 0
3822 | 16.783 | 0 | 0 | 58.147 | 151.578 | 72.023 | 0
3823 | 27.164 | 6.532 | 0 | 82.829 | 65.297 | 112.057 | 0
3824 | 27.164 | 46.072 | 0 | 62.686 | 0 | 130.483 | 0
3825 | 20.461 | 83.496 | 0 | 0 | 0 | 99.783 | 0
3826 | 0 | 153.848 | 70.492 | 0 | 67.672 | 79.189 | 0
3827 | 0 | 209.235 | 133.327 | 0 | 195.666 | 72.113 | 0
3828 | 0 | 207.348 | 129.19 | 0 | 319.688 | 74.249 | 0
3829 | 0 | 188.574 | 117.317 | 0 | 432.313 | 67.694 | 0
3830 | 0 | 196.409 | 117.195 | 0 | 544.82 | 75.253 | 0
3831 | 0 | 204.901 | 121.819 | 0 | 661.767 | 78.928 | 0
3832 | 0 | 160.218 | 53.378 | 0 | 713.01 | 101.498 | 0
3833 | 0 | 113.618 | 0 | 28.101 | 683.738 | 134.633 | 0
3834 | 0 | 44.279 | 0 | 114.181 | 564.799 | 150.538 | 0
3835 | 13.354 | 3.997 | 0 | 142.026 | 416.856 | 152.076 | 0
3836 | 0 | 0 | 0 | 110.993 | 301.238 | 105.443 | 0
3837 | 0 | 0 | 0 | 68.777 | 229.596 | 65.338 | 0
3838 | 27.164 | 0 | 0 | 4.731 | 224.668 | 31.658 | 0
3839 | 18.59 | 0 | 0 | 0 | 224.668 | 18.59 | 0
3840 | 10.802 | 0 | 0 | 0 | 224.668 | 10.802 | 0
3841 | 14.134 | 0 | 0 | 0 | 224.668 | 14.134 | 0
3842 | 14.884 | 0 | 0 | 0 | 224.668 | 14.884 | 0
3843 | 19.859 | 0 | 0 | 0 | 224.668 | 19.859 | 0
3844 | 19.232 | 0 | 0 | 0 | 224.668 | 19.232 | 0
3845 | 27.164 | 0 | 0 | 7.107 | 217.265 | 33.916 | 0
3846 | 27.164 | 0 | 0 | 51.68 | 163.431 | 76.26 | 0
3847 | 27.164 | 5.917 | 0 | 79.91 | 80.191 | 108.7 | 0
3848 | 27.164 | 26.504 | 0 | 76.984 | 0 | 125.477 | 0
3849 | 18.989 | 90.875 | 0 | 0 | 0 | 105.32 | 0
3850 | 0 | 168.585 | 0 | 0 | 0 | 95.39 | 64.766
3851 | 0 | 200.331 | 46.908 | 0 | 45.031 | 78.241 | 67.511
3852 | 0 | 277.812 | 210.857 | 0 | 247.455 | 63.606 | 0
3853 | 0 | 334.853 | 256.542 | 0 | 493.735 | 74.396 | 0
3854 | 0 | 305.052 | 237.412 | 0 | 721.65 | 64.258 | 0
3855 | 0 | 250.415 | 165.211 | 0 | 880.252 | 80.944 | 0
3856 | 0 | 210.795 | 117.366 | 0 | 992.924 | 88.757 | 0
3857 | 0 | 138.892 | 16.873 | 0 | 1009.122 | 115.918 | 0
3858 | 0 | 46.154 | 0 | 114.659 | 889.686 | 152.772 | 0
3859 | 0 | 4.907 | 0 | 143.979 | 739.708 | 141.441 | 0
3860 | 0 | 0 | 0 | 118.121 | 616.665 | 112.215 | 0
3861 | 0 | 0 | 0 | 69.905 | 543.847 | 66.41 | 0
3862 | 0 | 0 | 0 | 35.817 | 506.538 | 34.026 | 0
3863 | 0 | 0 | 0 | 19.903 | 485.806 | 18.907 | 0
3864 | 0 | 0 | 0 | 11.26 | 474.077 | 10.697 | 0
3865 | 0 | 0 | 0 | 12.106 | 461.467 | 11.5 | 0
3866 | 0 | 0 | 0 | 13.67 | 447.227 | 12.987 | 0
3867 | 0 | 0 | 0 | 15.165 | 431.43 | 14.407 | 0
3868 | 0 | 0 | 0 | 18.896 | 411.747 | 17.951 | 0
3869 | 0 | 0 | 0 | 36.908 | 373.301 | 35.063 | 0
3870 | 0 | 0 | 0 | 76.896 | 293.2 | 73.051 | 0
3871 | 0 | 4.966 | 0 | 133.169 | 154.483 | 131.229 | 0
3872 | 0 | 34.814 | 0 | 125.205 | 24.061 | 152.018 | 0
3873 | 0 | 92.506 | 0 | 23.098 | 0 | 109.824 | 0
3874 | 0 | 134.436 | 63.402 | 0 | 60.866 | 64.19 | 3.293
3875 | 0 | 128.792 | 86.767 | 0 | 144.162 | 39.923 | 0
3876 | 0 | 176.398 | 139.435 | 0 | 278.02 | 35.115 | 0
3877 | 0 | 244.632 | 208.722 | 0 | 478.393 | 34.115 | 0
3878 | 0 | 288.813 | 246.616 | 0 | 715.144 | 40.087 | 0
3879 | 0 | 242.237 | 189.624 | 0 | 897.183 | 49.982 | 0
3880 | 0 | 183.603 | 101.098 | 0 | 994.237 | 78.38 | 0
3881 | 0 | 134.802 | 17.872 | 0 | 1011.394 | 111.083 | 0
3882 | 0 | 44.577 | 0 | 131.231 | 874.695 | 167.018 | 0
3883 | 0 | 3.716 | 0 | 179.558 | 687.655 | 174.111 | 0
3884 | 0 | 0 | 0 | 153.829 | 527.417 | 146.137 | 0
3885 | 0 | 0 | 0 | 91.662 | 431.935 | 87.079 | 0
3886 | 0 | 0 | 0 | 32.538 | 398.041 | 30.911 | 0
3887 | 0 | 0 | 0 | 15.721 | 381.665 | 14.935 | 0
3888 | 0 | 0 | 0 | 9.391 | 371.883 | 8.922 | 0
3889 | 0 | 0 | 0 | 11.266 | 360.147 | 10.702 | 0
3890 | 0 | 0 | 0 | 11.4 | 348.272 | 10.83 | 0
3891 | 0 | 0 | 0 | 12.046 | 335.724 | 11.444 | 0
3892 | 0 | 0 | 0 | 21.499 | 313.329 | 20.424 | 0
3893 | 0 | 0 | 0 | 42.559 | 268.997 | 40.431 | 0
3894 | 15.316 | 0 | 0 | 46.539 | 220.519 | 59.528 | 0
3895 | 27.164 | 10.275 | 0 | 95.939 | 120.583 | 128.067 | 0
3896 | 27.164 | 33.204 | 0 | 104.8 | 11.416 | 158.268 | 0
3897 | 27.164 | 92.393 | 0 | 10.959 | 0 | 125.348 | 0
3898 | 0 | 175.038 | 96.345 | 0 | 92.491 | 74.758 | 0
3899 | 0 | 216.555 | 174.338 | 0 | 259.855 | 40.106 | 0
3900 | 0 | 234.657 | 197.831 | 0 | 449.773 | 34.985 | 0
3901 | 0 | 236.373 | 190.066 | 0 | 632.236 | 43.992 | 0
3902 | 0 | 215.73 | 171.93 | 0 | 797.289 | 41.61 | 0
3903 | 0 | 193.129 | 130.235 | 0 | 922.315 | 59.75 | 0
3904 | 0 | 170.662 | 90.261 | 0 | 1008.966 | 76.381 | 0
3905 | 0 | 93.36 | 0 | 16.856 | 991.407 | 104.705 | 0
3906 | 0 | 48.526 | 0 | 104.302 | 882.759 | 145.187 | 0
3907 | 0 | 5.222 | 0 | 192.857 | 681.867 | 188.175 | 0
3908 | 0 | 0 | 0 | 160.78 | 514.388 | 152.741 | 0
3909 | 0 | 0 | 0 | 107.361 | 402.554 | 101.993 | 0
3910 | 0 | 0 | 0 | 37.795 | 363.184 | 35.905 | 0
3911 | 0 | 0 | 0 | 11.989 | 350.695 | 11.39 | 0
3912 | 0 | 0 | 0 | 11.172 | 339.058 | 10.613 | 0
3913 | 12.411 | 0 | 0 | 0 | 339.058 | 12.411 | 0
3914 | 0 | 0 | 0 | 15.367 | 323.051 | 14.598 | 0
3915 | 0 | 0 | 0 | 20.314 | 301.891 | 19.298 | 0
3916 | 0 | 0 | 0 | 20.612 | 280.419 | 19.582 | 0
3917 | 13.407 | 0 | 0 | 23.238 | 256.213 | 35.483 | 0
3918 | 27.164 | 0 | 0 | 50.167 | 203.956 | 74.823 | 0
3919 | 27.164 | 11.432 | 0 | 96.055 | 103.898 | 129.276 | 0
3920 | 27.164 | 51.671 | 0 | 82.235 | 18.236 | 154.375 | 0
3921 | 27.164 | 102.79 | 0 | 17.507 | 0 | 141.446 | 0
3922 | 0 | 196.426 | 0 | 0 | 0 | 77.654 | 108.951
3923 | 0 | 275.185 | 44.37 | 0 | 42.595 | 54.46 | 164.815
3924 | 0 | 303.477 | 96.421 | 0 | 135.16 | 33.687 | 163.016
3925 | 0 | 313.986 | 277.868 | 0 | 401.913 | 34.312 | 0
3926 | 0 | 320.038 | 275.661 | 0 | 666.548 | 42.158 | 0
3927 | 0 | 271.393 | 204.689 | 0 | 863.05 | 63.369 | 0
3928 | 0 | 225.977 | 136.306 | 0 | 993.904 | 85.187 | 0
3929 | 0 | 136.594 | 18.219 | 0 | 1011.394 | 112.456 | 0
3930 | 0 | 45.2 | 0 | 130.467 | 875.491 | 166.883 | 0
3931 | 27.164 | 4.318 | 0 | 162.455 | 706.267 | 185.598 | 0
3932 | 0 | 0 | 0 | 156.364 | 543.388 | 148.546 | 0
3933 | 0 | 0 | 0 | 87.638 | 452.098 | 83.256 | 0
3934 | 0 | 0 | 0 | 35.084 | 415.551 | 33.33 | 0
3935 | 0 | 0 | 0 | 17.131 | 397.706 | 16.275 | 0
3936 | 0 | 0 | 0 | 12.321 | 384.872 | 11.705 | 0
3937 | 0 | 0 | 0 | 13.479 | 370.832 | 12.805 | 0
3938 | 0.342 | 0 | 0 | 14.8 | 355.416 | 14.401 | 0
3939 | 0 | 0 | 0 | 14.203 | 340.621 | 13.492 | 0
3940 | 0 | 0 | 0 | 16.422 | 323.515 | 15.601 | 0
3941 | 27.164 | 0 | 0 | 10.848 | 312.215 | 37.469 | 0
3942 | 27.164 | 0 | 0 | 45.028 | 265.31 | 69.941 | 0
3943 | 27.164 | 7.927 | 0 | 123.803 | 136.349 | 152.308 | 0
3944 | 27.164 | 31.559 | 0 | 109.563 | 22.22 | 161.23 | 0
3945 | 27.164 | 80.797 | 0 | 21.332 | 0 | 124.186 | 0
3946 | 0 | 168.786 | 0 | 0 | 0 | 66.729 | 93.618
3947 | 0 | 214.883 | 0 | 0 | 0 | 45.75 | 158.389
3948 | 0 | 231.198 | 123.449 | 0 | 118.511 | 33.6 | 68.762
3949 | 0 | 327.574 | 279.158 | 0 | 386.503 | 45.995 | 0
3950 | 0 | 302.789 | 258.186 | 0 | 634.362 | 42.372 | 0
3951 | 0 | 290.726 | 230.755 | 0 | 855.887 | 56.972 | 0
3952 | 0 | 225.755 | 148.794 | 0 | 998.73 | 73.112 | 0
3953 | 0 | 127.729 | 13.192 | 0 | 1011.394 | 108.81 | 0
3954 | 0 | 39.792 | 0 | 131.565 | 874.347 | 162.789 | 0
3955 | 0 | 4.36 | 0 | 193.026 | 673.278 | 187.517 | 0
3956 | 0 | 0 | 0 | 154.526 | 512.313 | 146.8 | 0
3957 | 27.164 | 0 | 0 | 93.417 | 415.004 | 115.909 | 0
3958 | 0 | 0 | 0 | 53.273 | 359.512 | 50.609 | 0
3959 | 3.109 | 0 | 0 | 10.996 | 348.058 | 13.556 | 0
3960 | 0 | 0 | 0 | 14.024 | 333.45 | 13.323 | 0
3961 | 0 | 0 | 0 | 13.22 | 319.679 | 12.559 | 0
3962 | 12.95 | 0 | 0 | 0 | 319.679 | 12.95 | 0
3963 | 13.021 | 0 | 0 | 0 | 319.679 | 13.021 | 0
3964 | 19.416 | 0 | 0 | 0 | 319.679 | 19.416 | 0
3965 | 27.164 | 0 | 0 | 12.608 | 306.545 | 39.142 | 0
3966 | 27.164 | 0 | 0 | 50.197 | 254.257 | 74.85 | 0
3967 | 27.164 | 5.554 | 0 | 115.574 | 133.867 | 142.236 | 0
3968 | 27.164 | 27.429 | 0 | 113.936 | 15.184 | 161.46 | 0
3969 | 27.164 | 80.137 | 0 | 14.576 | 0 | 117.141 | 0
3970 | 0 | 171.419 | 0 | 0 | 0 | 66.774 | 96.074
3971 | 0 | 235.763 | 51.257 | 0 | 49.206 | 56.184 | 119.096
3972 | 0 | 275.616 | 222.755 | 0 | 263.051 | 50.218 | 0
3973 | 0 | 214.97 | 179.159 | 0 | 435.044 | 34.02 | 0
3974 | 0 | 251.283 | 208.016 | 0 | 634.739 | 41.104 | 0
3975 | 0 | 280.571 | 221.59 | 0 | 847.466 | 56.032 | 0
3976 | 0 | 229.733 | 158.307 | 0 | 999.44 | 67.855 | 0
3977 | 0 | 132.872 | 12.452 | 0 | 1011.394 | 114.399 | 0
3978 | 27.164 | 47.822 | 0 | 93.571 | 913.924 | 161.487 | 0
3979 | 27.164 | 4.166 | 0 | 160.56 | 746.674 | 183.653 | 0
3980 | 27.164 | 0 | 0 | 119.293 | 622.41 | 140.492 | 0
3981 | 27.164 | 0 | 0 | 70.394 | 549.083 | 94.038 | 0
3982 | 27.164 | 0 | 0 | 8.981 | 539.727 | 35.696 | 0
3983 | 14.274 | 0 | 0 | 0 | 539.727 | 14.274 | 0
3984 | 12.017 | 0 | 0 | 0 | 539.727 | 12.017 | 0
3985 | 14.339 | 0 | 0 | 0 | 539.727 | 14.339 | 0
3986 | 14.323 | 0 | 0 | 0 | 539.727 | 14.323 | 0
3987 | 16.38 | 0 | 0 | 0 | 539.727 | 16.38 | 0
3988 | 27.164 | 0 | 0 | 2.396 | 537.232 | 29.44 | 0
3989 | 27.164 | 0 | 0 | 16.761 | 519.772 | 43.087 | 0
3990 | 27.164 | 0 | 0 | 45.836 | 472.026 | 70.708 | 0
3991 | 27.164 | 4.306 | 0 | 78.188 | 390.581 | 105.533 | 0
3992 | 27.164 | 8.631 | 0 | 95.852 | 290.735 | 126.423 | 0
3993 | 27.164 | 40.172 | 0 | 57.719 | 230.611 | 120.16 | 0
3994 | 19.584 | 71.568 | 0 | 0 | 230.611 | 87.573 | 0
3995 | 0 | 109.543 | 39.595 | 0 | 268.622 | 66.451 | 0
3996 | 0 | 149.848 | 75.813 | 0 | 341.402 | 70.333 | 0
3997 | 27.164 | 154.965 | 93.248 | 0 | 430.92 | 85.795 | 0
3998 | 22.767 | 187.365 | 127.338 | 0 | 553.164 | 79.793 | 0
3999 | 27.164 | 182.788 | 121.266 | 0 | 669.58 | 85.609 | 0
4000 | 27.164 | 160.005 | 73.062 | 0 | 739.719 | 109.759 | 0
4001 | 27.164 | 116.246 | 0 | 3.771 | 735.792 | 141.18 | 0
4002 | 27.164 | 51.445 | 0 | 83.34 | 648.979 | 155.209 | 0
4003 | 27.164 | 5.773 | 0 | 127.126 | 516.557 | 153.418 | 0
4004 | 27.164 | 0 | 0 | 83.288 | 429.798 | 106.288 | 0
4005 | 27.164 | 0 | 0 | 49.051 | 378.703 | 73.762 | 0
4006 | 27.164 | 0 | 0 | 5.257 | 373.227 | 32.158 | 0
4007 | 15.756 | 0 | 0 | 0 | 373.227 | 15.756 | 0
4008 | 11.325 | 0 | 0 | 0 | 373.227 | 11.325 | 0
4009 | 13.928 | 0 | 0 | 0 | 373.227 | 13.928 | 0
4010 | 14.231 | 0 | 0 | 0 | 373.227 | 14.231 | 0
4011 | 14.744 | 0 | 0 | 0 | 373.227 | 14.744 | 0
4012 | 20.255 | 0 | 0 | 0 | 373.227 | 20.255 | 0
4013 | 27.164 | 0 | 0 | 4.993 | 368.027 | 31.907 | 0
4014 | 27.164 | 0 | 0 | 39.908 | 326.456 | 65.077 | 0
4015 | 27.164 | 9.529 | 0 | 67.337 | 256.313 | 100.187 | 0
4016 | 27.164 | 22.13 | 0 | 71.397 | 181.941 | 116.014 | 0
4017 | 27.164 | 46.695 | 0 | 35.72 | 144.733 | 105.457 | 0
4018 | 27.164 | 82.079 | 30.621 | 0 | 174.129 | 76.049 | 0
4019 | 27.164 | 131.885 | 98.999 | 0 | 269.168 | 58.406 | 0
4020 | 27.164 | 136.605 | 105.827 | 0 | 370.762 | 56.402 | 0
4021 | 27.164 | 146.627 | 112.378 | 0 | 478.645 | 59.699 | 0
4022 | 27.164 | 126.424 | 79.953 | 0 | 555.4 | 71.311 | 0
4023 | 27.164 | 111.17 | 55.776 | 0 | 608.945 | 79.788 | 0
4024 | 27.164 | 102.501 | 34.797 | 0 | 642.35 | 91.483 | 0
4025 | 27.164 | 88.267 | 0 | 15.287 | 626.426 | 125.54 | 0
4026 | 27.164 | 38.384 | 0 | 80.465 | 542.608 | 140.07 | 0
4027 | 27.164 | 5.828 | 0 | 116.227 | 421.539 | 143.116 | 0
4028 | 27.164 | 0 | 0 | 89.901 | 327.891 | 112.57 | 0
4029 | 27.164 | 0 | 0 | 37.502 | 288.827 | 62.79 | 0
4030 | 27.164 | 0 | 0 | 13.495 | 274.77 | 39.984 | 0
4031 | 25.495 | 0 | 0 | 0 | 274.77 | 25.495 | 0
4032 | 12.645 | 0 | 0 | 0 | 274.77 | 12.645 | 0
4033 | 14.486 | 0 | 0 | 0 | 274.77 | 14.486 | 0
4034 | 15.568 | 0 | 0 | 0 | 274.77 | 15.568 | 0
4035 | 16.452 | 0 | 0 | 0 | 274.77 | 16.452 | 0
4036 | 20.764 | 0 | 0 | 0 | 274.77 | 20.764 | 0
4037 | 27.164 | 0 | 0 | 3.801 | 270.81 | 30.775 | 0
4038 | 27.164 | 0 | 0 | 41.587 | 227.49 | 66.671 | 0
4039 | 27.164 | 6.846 | 0 | 101.89 | 121.354 | 130.463 | 0
4040 | 27.164 | 30.632 | 0 | 113.668 | 2.95 | 164.249 | 0
4041 | 27.164 | 87.588 | 0 | 2.832 | 0 | 113.063 | 0
4042 | 0 | 143.927 | 0 | 0 | 0 | 63.125 | 73.606
4043 | 0 | 222.77 | 0 | 0 | 0 | 33.389 | 178.242
4044 | 0 | 290.511 | 149.902 | 0 | 143.906 | 38.755 | 94.824
4045 | 0 | 278.845 | 242.144 | 0 | 376.364 | 34.865 | 0
4046 | 0 | 288.828 | 242.61 | 0 | 609.27 | 43.907 | 0
4047 | 0 | 288.596 | 238.252 | 0 | 837.992 | 47.827 | 0
4048 | 0 | 214.987 | 141.705 | 0 | 974.028 | 69.618 | 0
4049 | 0 | 143.554 | 38.922 | 0 | 1011.394 | 99.4 | 0
4050 | 0 | 51.734 | 0 | 113.913 | 892.734 | 157.365 | 0
4051 | 0 | 4.35 | 0 | 187.884 | 697.022 | 182.622 | 0
4052 | 0 | 0 | 0 | 155.009 | 535.555 | 147.259 | 0
4053 | 0 | 0 | 0 | 98.185 | 433.279 | 93.276 | 0
4054 | 0 | 0 | 0 | 36.706 | 395.043 | 34.871 | 0
4055 | 0 | 0 | 0 | 16.1 | 378.272 | 15.295 | 0
4056 | 0 | 0 | 0 | 11.537 | 366.254 | 10.96 | 0
4057 | 0 | 0 | 0 | 14.166 | 351.498 | 13.458 | 0
4058 | 0 | 0 | 0 | 15.344 | 335.515 | 14.576 | 0
4059 | 0 | 0 | 0 | 14.992 | 319.898 | 14.243 | 0
4060 | 18.041 | 0 | 0 | 3.737 | 316.005 | 21.591 | 0
4061 | 0 | 0 | 0 | 29.118 | 285.674 | 27.662 | 0
4062 | 27.164 | 0 | 0 | 34.981 | 249.236 | 60.396 | 0
4063 | 27.164 | 5.859 | 0 | 103.781 | 141.131 | 131.321 | 0
4064 | 27.164 | 28.835 | 0 | 117.859 | 18.361 | 166.524 | 0
4065 | 27.164 | 79.295 | 0 | 17.626 | 0 | 119.239 | 0
4066 | 0 | 133.865 | 69.309 | 0 | 66.537 | 61.328 | 0
4067 | 0 | 205.669 | 156.175 | 0 | 216.465 | 47.019 | 0
4068 | 0 | 286.47 | 248.512 | 0 | 455.037 | 36.06 | 0
4069 | 0 | 261.364 | 226.617 | 0 | 672.589 | 33.01 | 0
4070 | 0 | 210.131 | 155.092 | 0 | 821.478 | 52.287 | 0
4071 | 0 | 161.212 | 97.657 | 0 | 915.229 | 60.377 | 0
4072 | 0 | 133.319 | 47.085 | 0 | 960.43 | 81.922 | 0
4073 | 0 | 96.923 | 0 | 34.701 | 924.283 | 125.043 | 0
4074 | 0 | 42.595 | 0 | 116.23 | 803.21 | 150.884 | 0
4075 | 0 | 4.441 | 0 | 177.551 | 618.261 | 172.893 | 0
4076 | 0 | 0 | 0 | 144.668 | 467.565 | 137.435 | 0
4077 | 0 | 0 | 0 | 93.675 | 369.987 | 88.991 | 0
4078 | 0 | 0 | 0 | 35.594 | 332.91 | 33.814 | 0
4079 | 10.727 | 0 | 0 | 5.212 | 327.481 | 15.679 | 0
4080 | 0 | 0 | 0 | 9.641 | 317.438 | 9.159 | 0
4081 | 0 | 0 | 0 | 11.797 | 305.15 | 11.207 | 0
4082 | 12.297 | 0 | 0 | 0 | 305.15 | 12.297 | 0
4083 | 12.835 | 0 | 0 | 0 | 305.15 | 12.835 | 0
4084 | 26.246 | 0 | 0 | 0 | 305.15 | 26.246 | 0
4085 | 27.164 | 0 | 0 | 15.353 | 289.157 | 41.749 | 0
4086 | 27.164 | 0 | 0 | 63.025 | 223.506 | 87.037 | 0
4087 | 27.164 | 7.529 | 0 | 91.225 | 128.48 | 120.979 | 0
4088 | 27.164 | 25.311 | 0 | 100.911 | 23.365 | 147.074 | 0
4089 | 27.164 | 87.651 | 0 | 22.43 | 0 | 131.741 | 0
4090 | 0 | 189.764 | 0 | 0 | 0 | 66.254 | 114.021
4091 | 0 | 225.373 | 19.938 | 0 | 19.141 | 40.007 | 155.156
4092 | 0 | 262.924 | 222.63 | 0 | 232.866 | 38.28 | 0
4093 | 0 | 258.265 | 202.889 | 0 | 427.639 | 52.608 | 0
4094 | 0 | 290.903 | 243.018 | 0 | 660.936 | 45.491 | 0
4095 | 0 | 278.839 | 209.202 | 0 | 861.769 | 66.156 | 0
4096 | 0 | 214.585 | 125.698 | 0 | 982.44 | 84.443 | 0
4097 | 0 | 138.867 | 30.161 | 0 | 1011.394 | 103.271 | 0
4098 | 0 | 51.06 | 0 | 120.397 | 885.98 | 162.885 | 0
4099 | 0 | 4.898 | 0 | 169.84 | 709.064 | 166.001 | 0
4100 | 0 | 0 | 0 | 143.934 | 559.132 | 136.737 | 0
4101 | 0 | 0 | 0 | 100.208 | 454.749 | 95.198 | 0
4102 | 0 | 0 | 0 | 37.528 | 415.657 | 35.652 | 0
4103 | 0 | 0 | 0 | 16.386 | 398.589 | 15.566 | 0
4104 | 0 | 0 | 0 | 12.53 | 385.537 | 11.903 | 0
4105 | 0 | 0 | 0 | 11.831 | 373.213 | 11.239 | 0
4106 | 0 | 0 | 0 | 18.503 | 353.939 | 17.578 | 0
4107 | 0 | 0 | 0 | 24.02 | 328.918 | 22.819 | 0
4108 | 3.494 | 0 | 0 | 18.691 | 309.449 | 21.25 | 0
4109 | 0 | 0 | 0 | 37.719 | 270.158 | 35.834 | 0
4110 | 27.164 | 0 | 0 | 34.723 | 233.988 | 60.151 | 0
4111 | 27.164 | 6.606 | 0 | 110.101 | 119.3 | 138.035 | 0
4112 | 27.164 | 31.487 | 0 | 92.977 | 22.449 | 145.404 | 0
4113 | 27.164 | 78.666 | 0 | 21.551 | 0 | 122.37 | 0
4114 | 0 | 137.832 | 0 | 0 | 0 | 68.189 | 62.751
4115 | 0 | 183.392 | 112.862 | 0 | 108.348 | 46.798 | 20.206
4116 | 0 | 216.781 | 174 | 0 | 275.388 | 40.641 | 0
4117 | 0 | 270.586 | 229.052 | 0 | 495.278 | 39.458 | 0
4118 | 0 | 199.99 | 153.146 | 0 | 642.298 | 44.501 | 0
4119 | 0 | 264.826 | 200.865 | 0 | 835.129 | 60.763 | 0
4120 | 0 | 229.484 | 155.448 | 0 | 984.359 | 70.335 | 0
4121 | 0 | 146.787 | 28.162 | 0 | 1011.394 | 112.694 | 0
4122 | 0 | 53.322 | 0 | 119.273 | 887.151 | 163.966 | 0
4123 | 0 | 5.889 | 0 | 181.066 | 698.541 | 177.607 | 0
4124 | 0 | 0 | 0 | 132.414 | 560.609 | 125.793 | 0
4125 | 0 | 0 | 0 | 93.059 | 463.673 | 88.406 | 0
4126 | 27.164 | 0 | 0 | 13.895 | 449.199 | 40.364 | 0
4127 | 0 | 0 | 0 | 15.393 | 433.164 | 14.623 | 0
4128 | 0 | 0 | 0 | 10.55 | 422.175 | 10.022 | 0
4129 | 0 | 0 | 0 | 12.977 | 408.657 | 12.328 | 0
4130 | 0 | 0 | 0 | 14.507 | 393.546 | 13.782 | 0
4131 | 0 | 0 | 0 | 15.184 | 377.729 | 14.425 | 0
4132 | 14.767 | 0 | 0 | 5.507 | 371.993 | 19.999 | 0
4133 | 27.164 | 0 | 0 | 12.347 | 359.132 | 38.893 | 0
4134 | 27.164 | 0 | 0 | 65.978 | 290.405 | 89.843 | 0
4135 | 27.164 | 4.873 | 0 | 103.296 | 182.805 | 129.924 | 0
4136 | 27.164 | 23.723 | 0 | 116.874 | 61.062 | 160.731 | 0
4137 | 27.164 | 58.846 | 0 | 58.619 | 0 | 138.755 | 0
4138 | 0 | 89.56 | 0 | 0 | 0 | 61.068 | 24.014
4139 | 0 | 164.022 | 15.308 | 0 | 14.695 | 35.859 | 105.42
4140 | 0 | 266.457 | 221.749 | 0 | 227.574 | 42.473 | 0
4141 | 0 | 287.238 | 244.525 | 0 | 462.318 | 40.577 | 0
4142 | 0 | 291.192 | 241.91 | 0 | 694.551 | 46.818 | 0
4143 | 0 | 264.367 | 211.125 | 0 | 897.232 | 50.58 | 0
4144 | 0 | 185.141 | 111.535 | 0 | 1004.306 | 69.925 | 0
4145 | 0 | 129.44 | 7.383 | 0 | 1011.394 | 115.953 | 0
4146 | 0 | 50.515 | 0 | 125.617 | 880.543 | 167.326 | 0
4147 | 0 | 4.69 | 0 | 193.137 | 679.358 | 187.936 | 0
4148 | 0 | 0 | 0 | 159.65 | 513.056 | 151.667 | 0
4149 | 0 | 0 | 0 | 103.831 | 404.899 | 98.639 | 0
4150 | 0 | 0 | 0 | 35.954 | 367.447 | 34.156 | 0
4151 | 0 | 0 | 0 | 20.647 | 345.94 | 19.614 | 0
4152 | 0 | 0 | 0 | 11.297 | 334.173 | 10.732 | 0
4153 | 0 | 0 | 0 | 13.205 | 320.417 | 12.545 | 0
4154 | 0 | 0 | 0 | 13.026 | 306.848 | 12.375 | 0
4155 | 0 | 0 | 0 | 14.314 | 291.938 | 13.598 | 0
4156 | 0 | 0 | 0 | 24.061 | 266.874 | 22.858 | 0
4157 | 0 | 0 | 0 | 33.467 | 232.013 | 31.794 | 0
4158 | 0 | 0 | 0 | 70.367 | 158.713 | 66.849 | 0
4159 | 27.164 | 5.284 | 0 | 78.214 | 77.241 | 106.487 | 0
4160 | 27.164 | 30.065 | 0 | 68.927 | 5.441 | 121.206 | 0
4161 | 12.061 | 78.452 | 0 | 5.224 | 0 | 91.553 | 0
4162 | 0 | 133.761 | 51.389 | 0 | 49.333 | 78.253 | 0
4163 | 0 | 178.779 | 92.098 | 0 | 137.747 | 82.347 | 0
4164 | 0 | 192.721 | 113.091 | 0 | 246.315 | 75.648 | 0
4165 | 0 | 262.973 | 183.248 | 0 | 422.234 | 75.739 | 0
4166 | 0 | 236.393 | 149.05 | 0 | 565.321 | 82.976 | 0
4167 | 0 | 181.443 | 86.434 | 0 | 648.298 | 90.259 | 0
4168 | 0 | 178.43 | 67.456 | 0 | 713.056 | 105.425 | 0
4169 | 0 | 80.829 | 0 | 61.269 | 649.234 | 134.993 | 0
4170 | 0 | 40.253 | 0 | 109.379 | 535.298 | 142.15 | 0
4171 | 27.164 | 5.59 | 0 | 115.11 | 415.391 | 141.829 | 0
4172 | 27.164 | 0 | 0 | 74.49 | 337.797 | 97.929 | 0
4173 | 27.164 | 0 | 0 | 31.091 | 305.411 | 56.7 | 0
4174 | 27.164 | 0 | 0 | 3.661 | 301.598 | 30.642 | 0
4175 | 1.889 | 0 | 0 | 18.909 | 281.901 | 19.853 | 0
4176 | 9.597 | 0 | 0 | 0 | 281.901 | 9.597 | 0
4177 | 13.543 | 0 | 0 | 0 | 281.901 | 13.543 | 0
4178 | 12.895 | 0 | 0 | 0 | 281.901 | 12.895 | 0
4179 | 14.502 | 0 | 0 | 0 | 281.901 | 14.502 | 0
4180 | 14.826 | 0 | 0 | 0 | 281.901 | 14.826 | 0
4181 | 27.164 | 0 | 0 | 8.056 | 273.509 | 34.817 | 0
4182 | 27.164 | 0 | 0 | 44.946 | 226.69 | 69.863 | 0
4183 | 27.164 | 10.214 | 0 | 69.109 | 154.701 | 102.521 | 0
4184 | 27.164 | 50.621 | 0 | 38.737 | 114.35 | 112.053 | 0
4185 | 1.336 | 93.064 | 0 | 0 | 114.35 | 89.747 | 0
4186 | 0 | 110.8 | 40.735 | 0 | 153.456 | 66.562 | 0
4187 | 0 | 186.141 | 112.787 | 0 | 261.731 | 69.687 | 0
4188 | 0 | 194.162 | 117.686 | 0 | 374.709 | 72.652 | 0
4189 | 0 | 194.451 | 117.272 | 0 | 487.29 | 73.32 | 0
4190 | 0 | 210.78 | 136.825 | 0 | 618.642 | 70.257 | 0
4191 | 0 | 213.884 | 131.166 | 0 | 744.562 | 78.581 | 0
4192 | 0 | 163.413 | 49.061 | 0 | 791.661 | 108.635 | 0
4193 | 27.164 | 110.389 | 0 | 6.414 | 784.979 | 138.127 | 0
4194 | 27.164 | 51.118 | 0 | 77.275 | 704.485 | 149.137 | 0
4195 | 27.164 | 5.498 | 0 | 117.731 | 581.848 | 144.232 | 0
4196 | 27.164 | 0 | 0 | 74.678 | 504.059 | 98.108 | 0
4197 | 27.164 | 0 | 0 | 32.347 | 470.363 | 57.894 | 0
4198 | 27.164 | 0 | 0 | 11.681 | 458.196 | 38.26 | 0
4199 | 20.715 | 0 | 0 | 0 | 458.196 | 20.715 | 0
4200 | 10.775 | 0 | 0 | 0 | 458.196 | 10.775 | 0
4201 | 14.432 | 0 | 0 | 0 | 458.196 | 14.432 | 0
4202 | 12.736 | 0 | 0 | 0 | 458.196 | 12.736 | 0
4203 | 17.53 | 0 | 0 | 0 | 458.196 | 17.53 | 0
4204 | 15.568 | 0 | 0 | 0 | 458.196 | 15.568 | 0
4205 | 27.164 | 0 | 0 | 2.392 | 455.704 | 29.436 | 0
4206 | 27.164 | 0 | 0 | 48.151 | 405.547 | 72.907 | 0
4207 | 27.164 | 4.898 | 0 | 94.029 | 307.6 | 121.144 | 0
4208 | 27.164 | 35.669 | 0 | 106.53 | 196.632 | 162.253 | 0
4209 | 27.164 | 90.06 | 0 | 24.517 | 171.093 | 136.012 | 0
4210 | 0 | 170.193 | 91.383 | 0 | 258.821 | 74.869 | 0
4211 | 0 | 209.052 | 155.095 | 0 | 407.712 | 51.26 | 0
4212 | 0 | 178.686 | 136.623 | 0 | 538.87 | 39.96 | 0
4213 | 0 | 210.179 | 149.353 | 0 | 682.249 | 57.784 | 0
4214 | 0 | 204.856 | 147.342 | 0 | 823.698 | 54.638 | 0
4215 | 0 | 177.244 | 112.487 | 0 | 931.685 | 61.519 | 0
4216 | 0 | 163.758 | 83.03 | 0 | 1011.394 | 76.692 | 0
4217 | 12.336 | 100.269 | 0 | 0 | 1011.394 | 107.591 | 0
4218 | 27.164 | 54.125 | 0 | 83.17 | 924.758 | 157.594 | 0
4219 | 27.164 | 6.409 | 0 | 158.351 | 759.81 | 183.685 | 0
4220 | 27.164 | 0 | 0 | 131.28 | 623.059 | 151.88 | 0
4221 | 27.164 | 0 | 0 | 62.523 | 557.931 | 86.561 | 0
4222 | 27.164 | 0 | 0 | 10.177 | 547.33 | 36.832 | 0
4223 | 17.152 | 0 | 0 | 0 | 547.33 | 17.152 | 0
4224 | 10.895 | 0 | 0 | 0 | 547.33 | 10.895 | 0
4225 | 11.911 | 0 | 0 | 0 | 547.33 | 11.911 | 0
4226 | 12.522 | 0 | 0 | 0 | 547.33 | 12.522 | 0
4227 | 12.528 | 0 | 0 | 0 | 547.33 | 12.528 | 0
4228 | 19.633 | 0 | 0 | 0 | 547.33 | 19.633 | 0
4229 | 27.164 | 0 | 0 | 13.931 | 532.818 | 40.398 | 0
4230 | 27.164 | 0 | 0 | 47.487 | 483.352 | 72.276 | 0
4231 | 27.164 | 8.46 | 0 | 104.648 | 374.344 | 134.616 | 0
4232 | 27.164 | 38.149 | 0 | 105.958 | 263.972 | 164.065 | 0
4233 | 27.164 | 72.136 | 0 | 43.395 | 218.768 | 136.918 | 0
4234 | 0 | 98.199 | 26.133 | 0 | 243.856 | 68.463 | 0
4235 | 0 | 111.809 | 67.516 | 0 | 308.67 | 42.079 | 0
4236 | 0 | 111.967 | 69.462 | 0 | 375.354 | 40.38 | 0
4237 | 3.528 | 168.782 | 134.438 | 0 | 504.414 | 36.155 | 0
4238 | 0 | 157.024 | 106.646 | 0 | 606.793 | 47.86 | 0
4239 | 27.164 | 156.892 | 108.165 | 0 | 710.632 | 73.454 | 0
4240 | 27.164 | 153.946 | 99.088 | 0 | 805.756 | 79.279 | 0
4241 | 27.164 | 99.433 | 19.712 | 0 | 824.68 | 102.898 | 0
4242 | 27.164 | 41.223 | 0 | 102.699 | 717.702 | 163.889 | 0
4243 | 27.164 | 4.74 | 0 | 153.239 | 558.077 | 177.244 | 0
4244 | 27.164 | 0 | 0 | 136.517 | 415.872 | 156.855 | 0
4245 | 27.164 | 0 | 0 | 77.183 | 335.473 | 100.487 | 0
4246 | 27.164 | 0 | 0 | 11.203 | 323.804 | 37.806 | 0
4247 | 13.647 | 0 | 0 | 0 | 323.804 | 13.647 | 0
4248 | 11.068 | 0 | 0 | 0 | 323.804 | 11.068 | 0
4249 | 13.993 | 0 | 0 | 0 | 323.804 | 13.993 | 0
4250 | 14.436 | 0 | 0 | 0 | 323.804 | 14.436 | 0
4251 | 14.921 | 0 | 0 | 0 | 323.804 | 14.921 | 0
4252 | 17.893 | 0 | 0 | 0 | 323.804 | 17.893 | 0
4253 | 27.164 | 0 | 0 | 9.218 | 314.201 | 35.921 | 0
4254 | 27.164 | 0 | 0 | 52.775 | 259.227 | 77.3 | 0
4255 | 27.164 | 6.264 | 0 | 117.339 | 136.999 | 144.586 | 0
4256 | 27.164 | 32.98 | 0 | 116.592 | 15.549 | 169.257 | 0
4257 | 27.164 | 89.995 | 0 | 14.927 | 0 | 126.84 | 0
4258 | 0 | 148.582 | 81.854 | 0 | 78.58 | 63.392 | 0
4259 | 0 | 135.46 | 97.686 | 0 | 172.359 | 35.885 | 0
4260 | 0 | 201.779 | 162.769 | 0 | 328.617 | 37.059 | 0
4261 | 0 | 148.788 | 104.843 | 0 | 429.267 | 41.748 | 0
4262 | 0 | 182.062 | 138.182 | 0 | 561.921 | 41.686 | 0
4263 | 0 | 211.476 | 163.714 | 0 | 719.087 | 45.373 | 0
4264 | 0 | 143.034 | 73.425 | 0 | 789.575 | 66.128 | 0
4265 | 0 | 95.867 | 0 | 14.622 | 774.344 | 104.965 | 0
4266 | 0.764 | 35.666 | 0 | 131.02 | 637.865 | 159.116 | 0
4267 | 27.164 | 7.299 | 0 | 156.572 | 474.769 | 182.841 | 0
4268 | 27.164 | 0 | 0 | 143.708 | 325.073 | 163.687 | 0
4269 | 27.164 | 0 | 0 | 64.602 | 257.778 | 88.536 | 0
4270 | 27.164 | 0 | 0 | 3.717 | 253.907 | 30.695 | 0
4271 | 11.006 | 0 | 0 | 0 | 253.907 | 11.006 | 0
4272 | 12.242 | 0 | 0 | 0 | 253.907 | 12.242 | 0
4273 | 13.628 | 0 | 0 | 0 | 253.907 | 13.628 | 0
4274 | 13.307 | 0 | 0 | 0 | 253.907 | 13.307 | 0
4275 | 12.317 | 0 | 0 | 0 | 253.907 | 12.317 | 0
4276 | 17.821 | 0 | 0 | 0 | 253.907 | 17.821 | 0
4277 | 27.164 | 0 | 0 | 1.1 | 252.761 | 28.208 | 0
4278 | 27.164 | 0 | 0 | 41.074 | 209.976 | 66.184 | 0
4279 | 27.164 | 8.107 | 0 | 93.199 | 112.894 | 123.404 | 0
4280 | 27.164 | 33.367 | 0 | 94.208 | 14.761 | 148.36 | 0
4281 | 27.164 | 86.61 | 0 | 14.171 | 0 | 122.905 | 0
4282 | 0 | 182.614 | 54.89 | 0 | 52.694 | 73.016 | 48.322
4283 | 0 | 208.802 | 172.142 | 0 | 217.951 | 34.827 | 0
4284 | 0 | 225.691 | 197.501 | 0 | 407.551 | 26.781 | 0
4285 | 0 | 271.041 | 238.823 | 0 | 636.822 | 30.607 | 0
4286 | 0 | 249.878 | 210.091 | 0 | 838.509 | 37.798 | 0
4287 | 0 | 171.605 | 113.366 | 0 | 947.34 | 55.327 | 0
4288 | 0 | 137.889 | 66.723 | 0 | 1011.394 | 67.608 | 0
4289 | 0 | 113.192 | 0 | 17.78 | 992.873 | 124.423 | 0
4290 | 0 | 45.922 | 0 | 130.88 | 856.539 | 167.962 | 0
4291 | 0 | 7.312 | 0 | 173.528 | 675.781 | 171.798 | 0
4292 | 0 | 0 | 0 | 152.731 | 516.687 | 145.094 | 0
4293 | 0 | 0 | 0 | 93.587 | 419.2 | 88.908 | 0
4294 | 0 | 0 | 0 | 38.35 | 379.252 | 36.432 | 0
4295 | 0 | 0 | 0 | 16.887 | 361.662 | 16.043 | 0
4296 | 0 | 0 | 0 | 11.097 | 350.102 | 10.542 | 0
4297 | 5.648 | 0 | 0 | 7.266 | 342.534 | 12.55 | 0
4298 | 0 | 0 | 0 | 16.254 | 325.603 | 15.441 | 0
4299 | 0 | 0 | 0 | 17.401 | 307.477 | 16.531 | 0
4300 | 0 | 0 | 0 | 22.017 | 284.542 | 20.916 | 0
4301 | 0 | 0 | 0 | 33.788 | 249.346 | 32.099 | 0
4302 | 0 | 0 | 0 | 65.811 | 180.793 | 62.52 | 0
4303 | 27.164 | 6.66 | 0 | 94.436 | 82.423 | 123.205 | 0
4304 | 27.164 | 39.584 | 0 | 78.197 | 0.967 | 139.056 | 0
4305 | 27.164 | 90.027 | 0 | 0.928 | 0 | 113.571 | 0
4306 | 0 | 148.946 | 0 | 0 | 0 | 52.92 | 88.578
4307 | 0 | 211.732 | 0 | 0 | 0 | 29.86 | 171.286
4308 | 0 | 266.151 | 215.1 | 0 | 206.496 | 34.784 | 13.714
4309 | 0 | 277.421 | 231.14 | 0 | 428.391 | 43.967 | 0
4310 | 0 | 297.311 | 257.532 | 0 | 675.621 | 37.79 | 0
4311 | 0 | 270.606 | 209.129 | 0 | 876.385 | 58.403 | 0
4312 | 0 | 214.011 | 140.634 | 0 | 1011.394 | 69.708 | 0
4313 | 0 | 99.474 | 0 | 15.839 | 994.895 | 109.547 | 0
4314 | 0 | 37.947 | 0 | 136.17 | 853.051 | 165.411 | 0
4315 | 0 | 4.701 | 0 | 192.148 | 652.897 | 187.006 | 0
4316 | 0 | 0 | 0 | 154.609 | 491.846 | 146.878 | 0
4317 | 0 | 0 | 0 | 93.11 | 394.857 | 88.454 | 0
4318 | 0 | 0 | 0 | 38.324 | 354.936 | 36.408 | 0
4319 | 0 | 0 | 0 | 17.68 | 336.52 | 16.796 | 0
4320 | 0 | 0 | 0 | 12.969 | 323.011 | 12.321 | 0
4321 | 0 | 0 | 0 | 14.94 | 307.448 | 14.193 | 0
4322 | 0 | 0 | 0 | 16.396 | 290.369 | 15.576 | 0
4323 | 8.287 | 0 | 0 | 7.863 | 282.178 | 15.757 | 0
4324 | 0 | 0 | 0 | 23.16 | 258.053 | 22.002 | 0
4325 | 0 | 0 | 0 | 33.059 | 223.617 | 31.406 | 0
4326 | 0 | 0 | 0 | 69.627 | 151.088 | 66.146 | 0
4327 | 27.164 | 4.431 | 0 | 68.629 | 79.599 | 96.571 | 0
4328 | 27.164 | 25.15 | 0 | 69.686 | 7.01 | 117.258 | 0
4329 | 27.164 | 75.232 | 0 | 6.729 | 0 | 105.027 | 0
4330 | 0 | 159.791 | 0 | 0 | 0 | 83.574 | 68.227
4331 | 0 | 208.322 | 21.98 | 0 | 21.101 | 56.56 | 120.464
4332 | 0 | 260.365 | 195.849 | 0 | 209.116 | 61.29 | 0
4333 | 0 | 300.763 | 227.296 | 0 | 427.321 | 69.793 | 0
4334 | 0 | 333.038 | 252.662 | 0 | 669.876 | 76.357 | 0
4335 | 0 | 284.482 | 195.264 | 0 | 857.329 | 84.758 | 0
4336 | 0 | 229.721 | 131.843 | 0 | 983.898 | 92.984 | 0
4337 | 0 | 153.786 | 28.642 | 0 | 1011.394 | 118.887 | 0
4338 | 0 | 44.664 | 0 | 107.104 | 899.827 | 144.179 | 0
4339 | 0 | 5.68 | 0 | 168.047 | 724.778 | 165.04 | 0
4340 | 0 | 0 | 0 | 130.875 | 588.451 | 124.331 | 0
4341 | 0 | 0 | 0 | 79.207 | 505.943 | 75.247 | 0
4342 | 0 | 0 | 0 | 34.703 | 469.794 | 32.968 | 0
4343 | 0 | 0 | 0 | 19.92 | 449.044 | 18.924 | 0
4344 | 0 | 0 | 0 | 11.103 | 437.479 | 10.548 | 0
4345 | 0 | 0 | 0 | 12.865 | 424.077 | 12.222 | 0
4346 | 0 | 0 | 0 | 15.831 | 407.587 | 15.039 | 0
4347 | 0 | 0 | 0 | 15.709 | 391.223 | 14.924 | 0
4348 | 0 | 0 | 0 | 23.765 | 366.468 | 22.577 | 0
4349 | 0 | 0 | 0 | 38.902 | 325.945 | 36.957 | 0
4350 | 0 | 0 | 0 | 74.482 | 248.36 | 70.757 | 0
4351 | 0 | 5.696 | 0 | 115.595 | 127.948 | 115.226 | 0
4352 | 27.164 | 25.746 | 0 | 89.19 | 35.042 | 136.353 | 0
4353 | 10.478 | 65.179 | 0 | 33.641 | 0 | 104.356 | 0
4354 | 0 | 102.043 | 18.808 | 0 | 18.056 | 79.073 | 0
4355 | 0 | 175.531 | 101.597 | 0 | 115.588 | 70.238 | 0
4356 | 0 | 240.525 | 163.349 | 0 | 272.404 | 73.317 | 0
4357 | 0 | 266.992 | 189.76 | 0 | 454.573 | 73.37 | 0
4358 | 0 | 285.814 | 204.521 | 0 | 650.913 | 77.228 | 0
4359 | 0 | 226.307 | 140.44 | 0 | 785.736 | 81.574 | 0
4360 | 0 | 223.228 | 103.11 | 0 | 884.721 | 114.112 | 0
4361 | 0 | 119.224 | 0 | 17.028 | 866.984 | 129.439 | 0
4362 | 0 | 48.741 | 0 | 100.603 | 762.189 | 141.877 | 0
4363 | 0 | 5.24 | 0 | 134.66 | 621.918 | 132.905 | 0
4364 | 0 | 0 | 0 | 120.27 | 496.637 | 114.256 | 0
4365 | 0 | 0 | 0 | 77.613 | 415.79 | 73.732 | 0
4366 | 16.672 | 0 | 0 | 13.891 | 401.321 | 29.868 | 0
4367 | 0 | 0 | 0 | 20.56 | 379.904 | 19.532 | 0
4368 | 0 | 0 | 0 | 13.57 | 365.768 | 12.892 | 0
4369 | 0 | 0 | 0 | 14.19 | 350.987 | 13.48 | 0
4370 | 0 | 0 | 0 | 13.262 | 337.173 | 12.599 | 0
4371 | 0 | 0 | 0 | 15.421 | 321.11 | 14.65 | 0
4372 | 17.836 | 0 | 0 | 0 | 321.11 | 17.836 | 0
4373 | 27.164 | 0 | 0 | 15.583 | 304.877 | 41.968 | 0
4374 | 27.164 | 0 | 0 | 44.949 | 258.056 | 69.865 | 0
4375 | 27.164 | 5.907 | 0 | 121.624 | 131.364 | 148.318 | 0
4376 | 27.164 | 39.958 | 0 | 118.426 | 8.004 | 177.628 | 0
4377 | 27.164 | 102.799 | 0 | 7.684 | 0 | 132.123 | 0
4378 | 0 | 134.164 | 0 | 0 | 0 | 74.973 | 52.483
4379 | 0 | 177.959 | 0 | 0 | 0 | 38.476 | 130.585
4380 | 0 | 297.683 | 85.96 | 0 | 82.521 | 35.124 | 166.012
4381 | 0 | 331.651 | 293.386 | 0 | 364.172 | 36.352 | 0
4382 | 0 | 304.676 | 257.269 | 0 | 611.151 | 45.037 | 0
4383 | 0 | 302.601 | 242.421 | 0 | 843.875 | 57.171 | 0
4384 | 0 | 222.249 | 148.536 | 0 | 986.469 | 70.027 | 0
4385 | 0 | 133.488 | 25.963 | 0 | 1011.394 | 102.149 | 0
4386 | 0 | 52.218 | 0 | 111.337 | 895.418 | 155.377 | 0
4387 | 0 | 4.97 | 0 | 184.609 | 703.117 | 180.1 | 0
4388 | 0 | 0 | 0 | 154.196 | 542.496 | 146.486 | 0
4389 | 0 | 0 | 0 | 97.047 | 441.405 | 92.195 | 0
4390 | 0 | 0 | 0 | 40.275 | 399.452 | 38.261 | 0
4391 | 0 | 0 | 0 | 15.657 | 383.143 | 14.874 | 0
4392 | 0 | 0 | 0 | 11.329 | 371.342 | 10.762 | 0
4393 | 0 | 0 | 0 | 13.215 | 357.577 | 12.554 | 0
4394 | 0 | 0 | 0 | 14.926 | 342.029 | 14.179 | 0
4395 | 0 | 0 | 0 | 15.306 | 326.086 | 14.54 | 0
4396 | 0 | 0 | 0 | 18.614 | 306.696 | 17.684 | 0
4397 | 0 | 0 | 0 | 30.69 | 274.727 | 29.155 | 0
4398 | 20.21 | 0 | 0 | 49.604 | 223.056 | 67.334 | 0
4399 | 27.164 | 7.06 | 0 | 97.7 | 121.285 | 126.685 | 0
4400 | 27.164 | 35.849 | 0 | 106.11 | 10.754 | 162.025 | 0
4401 | 27.164 | 88.137 | 0 | 10.324 | 0 | 120.702 | 0
4402 | 0 | 161.551 | 0 | 0 | 0 | 56.84 | 96.633
4403 | 0 | 222.927 | 0 | 0 | 0 | 38.356 | 173.425
4404 | 0 | 272.971 | 161.102 | 0 | 154.658 | 35.698 | 70.578
4405 | 0 | 291.541 | 249.482 | 0 | 394.161 | 39.956 | 0
4406 | 0 | 286.451 | 235.083 | 0 | 619.841 | 48.799 | 0
4407 | 0 | 297.296 | 239.449 | 0 | 849.711 | 54.955 | 0
4408 | 0 | 229.113 | 149.569 | 0 | 993.297 | 75.567 | 0
4409 | 0 | 140.663 | 18.851 | 0 | 1011.394 | 115.722 | 0
4410 | 27.164 | 48.973 | 0 | 86.333 | 921.464 | 155.705 | 0
4411 | 27.164 | 4.384 | 0 | 145.523 | 769.878 | 169.574 | 0
4412 | 27.164 | 0 | 0 | 126.58 | 638.024 | 147.414 | 0
4413 | 27.164 | 0 | 0 | 75.526 | 559.351 | 98.914 | 0
4414 | 27.164 | 0 | 0 | 6.169 | 552.924 | 33.024 | 0
4415 | 13.273 | 0 | 0 | 0 | 552.924 | 13.273 | 0
4416 | 9.745 | 0 | 0 | 0 | 552.924 | 9.745 | 0
4417 | 11.848 | 0 | 0 | 0 | 552.924 | 11.848 | 0
4418 | 13.643 | 0 | 0 | 0 | 552.924 | 13.643 | 0
4419 | 14.3 | 0 | 0 | 0 | 552.924 | 14.3 | 0
4420 | 16.848 | 0 | 0 | 0 | 552.924 | 16.848 | 0
4421 | 27.164 | 0 | 0 | 8.989 | 543.561 | 35.703 | 0
4422 | 27.164 | 0 | 0 | 33.222 | 508.955 | 58.724 | 0
4423 | 27.164 | 4.209 | 0 | 77.557 | 428.166 | 104.842 | 0
4424 | 27.164 | 17.311 | 0 | 115.205 | 308.161 | 153.054 | 0
4425 | 27.164 | 58.067 | 0 | 58.866 | 246.842 | 138.25 | 0
4426 | 0 | 87.852 | 3.179 | 0 | 249.894 | 80.44 | 0
4427 | 0 | 128.619 | 87.98 | 0 | 334.354 | 38.608 | 0
4428 | 0 | 112.648 | 71.158 | 0 | 402.666 | 39.416 | 0
4429 | 0 | 132.749 | 87.667 | 0 | 486.826 | 42.828 | 0
4430 | 27.164 | 133.086 | 111.227 | 0 | 593.603 | 47.93 | 0
4431 | 17.046 | 190.854 | 151.73 | 0 | 739.265 | 54.214 | 0
4432 | 27.164 | 148.285 | 84.912 | 0 | 820.78 | 87.368 | 0
4433 | 27.164 | 103.509 | 7.283 | 0 | 827.772 | 118.578 | 0
4434 | 27.164 | 51.896 | 0 | 105.102 | 718.291 | 176.311 | 0
4435 | 27.164 | 5.153 | 0 | 166.845 | 544.495 | 190.562 | 0
4436 | 27.164 | 0 | 0 | 139.67 | 399.005 | 159.85 | 0
4437 | 27.164 | 0 | 0 | 61.76 | 334.672 | 85.835 | 0
4438 | 27.164 | 0 | 0 | 10.858 | 323.362 | 37.479 | 0
4439 | 17.165 | 0 | 0 | 0 | 323.362 | 17.165 | 0
4440 | 10.266 | 0 | 0 | 0 | 323.362 | 10.266 | 0
4441 | 13.45 | 0 | 0 | 0 | 323.362 | 13.45 | 0
4442 | 13.536 | 0 | 0 | 0 | 323.362 | 13.536 | 0
4443 | 14.069 | 0 | 0 | 0 | 323.362 | 14.069 | 0
4444 | 16.744 | 0 | 0 | 0 | 323.362 | 16.744 | 0
4445 | 25.846 | 0 | 0 | 0 | 323.362 | 25.846 | 0
4446 | 27.164 | 0 | 0 | 51.789 | 269.415 | 76.363 | 0
4447 | 27.164 | 4.866 | 0 | 123.405 | 140.869 | 149.021 | 0
4448 | 27.164 | 26.452 | 0 | 112.729 | 23.442 | 159.386 | 0
4449 | 27.164 | 67.545 | 0 | 22.505 | 0 | 112.711 | 0
4450 | 0 | 137.534 | 0 | 0 | 0 | 62.143 | 68.514
4451 | 0 | 210.076 | 0 | 0 | 0 | 39.86 | 159.712
4452 | 0 | 221.754 | 132.366 | 0 | 127.072 | 34.264 | 50.654
4453 | 0 | 307.608 | 268.619 | 0 | 384.946 | 37.04 | 0
4454 | 0 | 266.374 | 221.877 | 0 | 597.948 | 42.272 | 0
4455 | 0 | 273.36 | 218.87 | 0 | 808.063 | 51.765 | 0
4456 | 0 | 249.586 | 179.87 | 0 | 980.739 | 66.23 | 0
4457 | 0 | 140.481 | 31.932 | 0 | 1011.394 | 103.121 | 0
4458 | 0 | 48.197 | 0 | 118.55 | 887.904 | 158.409 | 0
4459 | 0 | 4.018 | 0 | 189.151 | 690.872 | 183.51 | 0
4460 | 0 | 0 | 0 | 155.576 | 528.813 | 147.798 | 0
4461 | 0 | 0 | 0 | 97.241 | 427.521 | 92.378 | 0
4462 | 0 | 0 | 0 | 40.274 | 385.569 | 38.26 | 0
4463 | 0 | 0 | 0 | 24.156 | 360.406 | 22.949 | 0
4464 | 5.141 | 0 | 0 | 7.674 | 352.413 | 12.431 | 0
4465 | 0 | 0 | 0 | 14.695 | 337.106 | 13.96 | 0
4466 | 0 | 0 | 0 | 14.646 | 321.85 | 13.913 | 0
4467 | 0 | 0 | 0 | 14.382 | 306.869 | 13.662 | 0
4468 | 0 | 0 | 0 | 22.671 | 283.254 | 21.537 | 0
4469 | 27.164 | 0 | 0 | 4.91 | 278.139 | 31.828 | 0
4470 | 27.164 | 0 | 0 | 35.169 | 241.505 | 60.574 | 0
4471 | 27.164 | 4.971 | 0 | 120.015 | 116.49 | 145.9 | 0
4472 | 27.164 | 24.147 | 0 | 100.824 | 11.465 | 145.886 | 0
4473 | 27.164 | 90.479 | 0 | 11.007 | 0 | 123.575 | 0
4474 | 0 | 170.109 | 0 | 0 | 0 | 63.293 | 98.31
4475 | 0 | 214.357 | 17.916 | 0 | 17.199 | 38.289 | 148.33
4476 | 0 | 221.273 | 185.688 | 0 | 195.459 | 33.806 | 0
4477 | 0 | 241.535 | 205.898 | 0 | 393.121 | 33.855 | 0
4478 | 0 | 298.074 | 253.273 | 0 | 636.264 | 42.561 | 0
4479 | 0 | 267.311 | 210.691 | 0 | 838.526 | 53.789 | 0
4480 | 0 | 227.768 | 153.399 | 0 | 985.79 | 70.651 | 0
4481 | 0 | 138.271 | 26.671 | 0 | 1011.394 | 106.02 | 0
4482 | 0 | 52.629 | 0 | 111.776 | 894.961 | 156.184 | 0
4483 | 0 | 6.589 | 0 | 173.282 | 714.459 | 170.877 | 0
4484 | 0 | 0 | 0 | 167.138 | 540.357 | 158.781 | 0
4485 | 0 | 0 | 0 | 101.921 | 434.189 | 96.825 | 0
4486 | 0 | 0 | 0 | 38.401 | 394.188 | 36.481 | 0
4487 | 0 | 0 | 0 | 14.14 | 379.459 | 13.433 | 0
4488 | 0 | 0 | 0 | 12.11 | 366.845 | 11.504 | 0
4489 | 0 | 0 | 0 | 13.394 | 352.892 | 12.724 | 0
4490 | 0 | 0 | 0 | 19.852 | 332.214 | 18.859 | 0
4491 | 0 | 0 | 0 | 13.86 | 317.776 | 13.167 | 0
4492 | 0 | 0 | 0 | 22.066 | 294.791 | 20.963 | 0
4493 | 0 | 0 | 0 | 42.064 | 250.974 | 39.961 | 0
4494 | 0 | 0 | 0 | 68.615 | 179.5 | 65.185 | 0
4495 | 10.195 | 5.477 | 0 | 78.181 | 98.061 | 89.671 | 0
4496 | 0 | 24.506 | 0 | 94.138 | 0 | 112.713 | 0
4497 | 22.127 | 82.679 | 0 | 0 | 0 | 100.672 | 0
4498 | 0 | 185.256 | 0 | 0 | 0 | 85.683 | 90.311
4499 | 0 | 239.59 | 8.776 | 0 | 8.424 | 75.805 | 143.469
4500 | 0 | 309.277 | 229.592 | 0 | 228.833 | 75.7 | 0
4501 | 0 | 316.394 | 181.284 | 0 | 402.866 | 76.26 | 52.094
4502 | 0 | 314.73 | 247.994 | 0 | 640.94 | 63.399 | 0
4503 | 0 | 283.597 | 188.615 | 0 | 822.01 | 90.233 | 0
4504 | 0 | 248.221 | 125.419 | 0 | 942.412 | 116.662 | 0
4505 | 0 | 157.582 | 2.313 | 0 | 944.633 | 147.505 | 0
4506 | 0 | 53.728 | 0 | 125.197 | 814.22 | 169.979 | 0
4507 | 0 | 4.842 | 0 | 163.654 | 643.747 | 160.071 | 0
4508 | 0 | 0 | 0 | 117.499 | 521.352 | 111.624 | 0
4509 | 0 | 0 | 0 | 74.386 | 443.867 | 70.666 | 0
4510 | 0 | 0 | 0 | 36.18 | 406.179 | 34.371 | 0
4511 | 0 | 0 | 0 | 16.771 | 388.71 | 15.932 | 0
4512 | 0 | 0 | 0 | 11.331 | 376.907 | 10.764 | 0
4513 | 0 | 0 | 0 | 13.59 | 362.751 | 12.911 | 0
4514 | 0 | 0 | 0 | 13.439 | 348.752 | 12.767 | 0
4515 | 0 | 0 | 0 | 13.437 | 334.755 | 12.765 | 0
4516 | 0 | 0 | 0 | 16.222 | 317.857 | 15.411 | 0
4517 | 0 | 0 | 0 | 45.897 | 270.047 | 43.603 | 0
4518 | 0 | 0 | 0 | 61.746 | 205.729 | 58.658 | 0
4519 | 0 | 5.439 | 0 | 100.627 | 100.909 | 100.763 | 0
4520 | 0 | 25.883 | 0 | 91.57 | 5.523 | 111.581 | 0
4521 | 0 | 91.249 | 0 | 5.302 | 0 | 91.724 | 0
4522 | 0 | 168.863 | 0 | 0 | 0 | 77.837 | 82.583
4523 | 0 | 209.535 | 18.65 | 0 | 17.904 | 77.151 | 104.19
4524 | 0 | 286.05 | 215.663 | 0 | 224.941 | 66.868 | 0
4525 | 0 | 322.848 | 251.197 | 0 | 466.09 | 68.068 | 0
4526 | 0 | 330.074 | 248.933 | 0 | 705.065 | 77.084 | 0
4527 | 0 | 287.853 | 183.575 | 0 | 881.297 | 99.064 | 0
4528 | 0 | 224.215 | 118.018 | 0 | 994.594 | 100.887 | 0
4529 | 0 | 147.642 | 17.499 | 0 | 1011.394 | 123.636 | 0
4530 | 0 | 57.774 | 0 | 99.852 | 907.382 | 149.744 | 0
4531 | 0 | 5.854 | 0 | 150.884 | 750.211 | 148.901 | 0
4532 | 0 | 0 | 0 | 121.382 | 623.771 | 115.313 | 0
4533 | 0 | 0 | 0 | 71.175 | 549.63 | 67.617 | 0
4534 | 0 | 0 | 0 | 37.386 | 510.687 | 35.516 | 0
4535 | 0 | 0 | 0 | 19.46 | 490.416 | 18.487 | 0
4536 | 0 | 0 | 0 | 9.59 | 480.426 | 9.111 | 0
4537 | 0 | 0 | 0 | 11.909 | 468.02 | 11.314 | 0
4538 | 0 | 0 | 0 | 12.174 | 455.338 | 11.566 | 0
4539 | 0 | 0 | 0 | 14.997 | 439.716 | 14.247 | 0
4540 | 0 | 0 | 0 | 24.011 | 414.705 | 22.81 | 0
4541 | 0 | 0 | 0 | 31.264 | 382.138 | 29.701 | 0
4542 | 9.262 | 0 | 0 | 55.289 | 324.545 | 61.787 | 0
4543 | 0 | 3.766 | 0 | 123.366 | 196.04 | 120.775 | 0
4544 | 0 | 35.585 | 0 | 128.83 | 61.841 | 156.195 | 0
4545 | 0 | 77.569 | 0 | 59.367 | 0 | 130.09 | 0
4546 | 0 | 135.3 | 0 | 0 | 0 | 70.281 | 58.254
4547 | 0 | 186.084 | 0 | 0 | 0 | 39.138 | 137.642
4548 | 0 | 256.505 | 160.108 | 0 | 153.703 | 45.192 | 46.386
4549 | 0 | 303.811 | 258.173 | 0 | 401.55 | 43.356 | 0
4550 | 0 | 309.667 | 254.741 | 0 | 646.102 | 52.179 | 0
4551 | 0 | 262.899 | 201.741 | 0 | 839.773 | 58.101 | 0
4552 | 0 | 214.971 | 147.585 | 0 | 981.455 | 64.017 | 0
4553 | 0 | 150.681 | 31.187 | 0 | 1011.394 | 113.519 | 0
4554 | 0 | 60.592 | 0 | 100.381 | 906.83 | 152.925 | 0
4555 | 0 | 6.35 | 0 | 169.417 | 730.354 | 166.978 | 0
4556 | 0 | 0 | 0 | 151.308 | 572.742 | 143.742 | 0
4557 | 0 | 0 | 0 | 113.779 | 454.222 | 108.09 | 0
4558 | 0 | 0 | 0 | 44.242 | 408.137 | 42.03 | 0
4559 | 0 | 0 | 0 | 16.705 | 390.736 | 15.87 | 0
4560 | 0 | 0 | 0 | 11.484 | 378.773 | 10.91 | 0
4561 | 0 | 0 | 0 | 12.856 | 365.381 | 12.213 | 0
4562 | 2.51 | 0 | 0 | 11.24 | 353.672 | 13.188 | 0
4563 | 0 | 0 | 0 | 14.235 | 338.844 | 13.523 | 0
4564 | 0 | 0 | 0 | 20.483 | 317.508 | 19.458 | 0
4565 | 0 | 0 | 0 | 47.459 | 268.072 | 45.086 | 0
4566 | 0 | 0 | 0 | 73.981 | 191.008 | 70.282 | 0
4567 | 27.164 | 3.913 | 0 | 91.411 | 95.788 | 117.722 | 0
4568 | 27.164 | 33.852 | 0 | 85.45 | 6.778 | 140.501 | 0
4569 | 27.164 | 91.579 | 0 | 6.507 | 0 | 120.346 | 0
4570 | 0 | 137.708 | 0 | 0 | 0 | 74.388 | 56.434
4571 | 0 | 223.77 | 0 | 0 | 0 | 31.281 | 181.301
4572 | 0 | 187.838 | 124.211 | 0 | 119.242 | 27.562 | 32.884
4573 | 0 | 288.989 | 252.744 | 0 | 361.876 | 34.433 | 0
4574 | 0 | 315.782 | 278.107 | 0 | 628.859 | 35.791 | 0
4575 | 0 | 252.034 | 190.055 | 0 | 811.312 | 58.88 | 0
4576 | 0 | 233.319 | 158.618 | 0 | 963.585 | 70.966 | 0
4577 | 0 | 160.527 | 49.801 | 0 | 1011.394 | 105.19 | 0
4578 | 0 | 53.387 | 0 | 120.269 | 886.114 | 164.973 | 0
4579 | 0 | 4.173 | 0 | 179.281 | 699.363 | 174.281 | 0
4580 | 0 | 0 | 0 | 158.139 | 534.634 | 150.232 | 0
4581 | 0 | 0 | 0 | 98.172 | 432.372 | 93.263 | 0
4582 | 0 | 0 | 0 | 36.347 | 394.511 | 34.53 | 0
4583 | 0 | 0 | 0 | 16.281 | 377.552 | 15.467 | 0
4584 | 0 | 0 | 0 | 11.648 | 365.418 | 11.066 | 0
4585 | 0 | 0 | 0 | 15.577 | 349.192 | 14.798 | 0
4586 | 13.347 | 0 | 0 | 0 | 349.192 | 13.347 | 0
4587 | 0 | 0 | 0 | 14.458 | 334.132 | 13.735 | 0
4588 | 21.142 | 0 | 0 | 0 | 334.132 | 21.142 | 0
4589 | 6.535 | 0 | 0 | 35.207 | 297.458 | 39.982 | 0
4590 | 27.164 | 0 | 0 | 33.697 | 262.357 | 59.176 | 0
4591 | 27.164 | 4.322 | 0 | 113.783 | 143.833 | 139.364 | 0
4592 | 27.164 | 29.203 | 0 | 107.973 | 31.361 | 157.48 | 0
4593 | 27.164 | 77.523 | 0 | 30.107 | 0 | 129.412 | 0
4594 | 0 | 97.261 | 0 | 0 | 0 | 66.29 | 26.108
4595 | 0 | 161.166 | 56.279 | 0 | 54.028 | 43.742 | 55.901
4596 | 0 | 182.134 | 143.504 | 0 | 191.792 | 36.699 | 0
4597 | 0 | 269.775 | 226.607 | 0 | 409.334 | 41.01 | 0
4598 | 0 | 306.318 | 256.511 | 0 | 655.585 | 47.317 | 0
4599 | 0 | 239.651 | 189.617 | 0 | 837.617 | 47.533 | 0
4600 | 0 | 238.45 | 163.437 | 0 | 994.516 | 71.262 | 0
4601 | 0 | 132.762 | 17.581 | 0 | 1011.394 | 109.422 | 0
4602 | 0 | 55.706 | 0 | 104.9 | 902.124 | 152.576 | 0
4603 | 0 | 5.488 | 0 | 188.77 | 705.488 | 184.545 | 0
4604 | 0 | 0 | 0 | 153.019 | 546.094 | 145.368 | 0
4605 | 0 | 0 | 0 | 90.234 | 452.1 | 85.723 | 0
4606 | 0 | 0 | 0 | 37.552 | 412.983 | 35.675 | 0
4607 | 0 | 0 | 0 | 13.114 | 399.322 | 12.459 | 0
4608 | 0 | 0 | 0 | 9.699 | 389.219 | 9.214 | 0
4609 | 0 | 0 | 0 | 13.919 | 374.72 | 13.223 | 0
4610 | 0 | 0 | 0 | 15.062 | 359.031 | 14.309 | 0
4611 | 0 | 0 | 0 | 16.244 | 342.11 | 15.432 | 0
4612 | 0 | 0 | 0 | 18.738 | 322.591 | 17.801 | 0
4613 | 0 | 0 | 0 | 39.847 | 281.084 | 37.854 | 0
4614 | 15.115 | 0 | 0 | 63.205 | 215.246 | 75.159 | 0
4615 | 27.164 | 4.673 | 0 | 99.664 | 111.429 | 126.284 | 0
4616 | 27.164 | 35.14 | 0 | 101.878 | 5.306 | 157.33 | 0
4617 | 27.164 | 88.538 | 0 | 5.094 | 0 | 116.114 | 0
4618 | 0 | 139.84 | 0 | 0 | 0 | 54.697 | 78.151
4619 | 0 | 239.69 | 8.875 | 0 | 8.52 | 48.382 | 170.892
4620 | 0 | 249.766 | 100.836 | 0 | 105.322 | 44.298 | 97.185
4621 | 0 | 280.921 | 243.989 | 0 | 339.552 | 35.086 | 0
4622 | 0 | 294.657 | 248.565 | 0 | 578.174 | 43.788 | 0
4623 | 0 | 302.308 | 251.589 | 0 | 819.7 | 48.183 | 0
4624 | 0 | 216.813 | 146.506 | 0 | 960.346 | 66.792 | 0
4625 | 0 | 157.456 | 53.175 | 0 | 1011.394 | 99.067 | 0
4626 | 0 | 50.31 | 0 | 116.099 | 890.458 | 158.089 | 0
4627 | 0 | 3.844 | 0 | 184.461 | 698.311 | 178.89 | 0
4628 | 21.031 | 0 | 0 | 140.29 | 552.175 | 154.307 | 0
4629 | 0 | 0 | 0 | 106.8 | 440.925 | 101.46 | 0
4630 | 0 | 0 | 0 | 43.766 | 395.335 | 41.578 | 0
4631 | 16.205 | 0 | 0 | 0 | 395.335 | 16.205 | 0
4632 | 8.338 | 0 | 0 | 0 | 395.335 | 8.338 | 0
4633 | 12.844 | 0 | 0 | 0 | 395.335 | 12.844 | 0
4634 | 12.785 | 0 | 0 | 0 | 395.335 | 12.785 | 0
4635 | 17.141 | 0 | 0 | 0 | 395.335 | 17.141 | 0
4636 | 25.829 | 0 | 0 | 0 | 395.335 | 25.829 | 0
4637 | 27.164 | 0 | 0 | 9.447 | 385.495 | 36.138 | 0
4638 | 27.164 | 0 | 0 | 43.277 | 340.415 | 68.276 | 0
4639 | 27.164 | 6.356 | 0 | 87.125 | 249.66 | 115.971 | 0
4640 | 27.164 | 43.346 | 0 | 94.385 | 151.342 | 158.008 | 0
4641 | 27.164 | 69.89 | 0 | 28.503 | 121.652 | 120.637 | 0
4642 | 0.234 | 76.499 | 0 | 0 | 121.652 | 72.908 | 0
4643 | 0 | 110.462 | 70.528 | 0 | 189.359 | 37.937 | 0
4644 | 0 | 138.121 | 100.93 | 0 | 286.251 | 35.332 | 0
4645 | 0 | 171.656 | 130.494 | 0 | 411.525 | 39.104 | 0
4646 | 0 | 158.286 | 115.245 | 0 | 522.16 | 40.89 | 0
4647 | 0 | 128.66 | 79.172 | 0 | 598.165 | 47.013 | 0
4648 | 0 | 125.599 | 48.394 | 0 | 644.624 | 73.345 | 0
4649 | 27.164 | 96.028 | 0 | 3.324 | 641.161 | 121.549 | 0
4650 | 27.164 | 53.161 | 0 | 103.706 | 533.134 | 176.187 | 0
4651 | 27.164 | 5.386 | 0 | 152.091 | 374.706 | 176.767 | 0
4652 | 27.164 | 0 | 0 | 130.735 | 238.524 | 151.362 | 0
4653 | 27.164 | 0 | 0 | 81.96 | 153.149 | 105.025 | 0
4654 | 27.164 | 0 | 0 | 18.184 | 134.207 | 44.439 | 0
4655 | 15.626 | 0 | 0 | 0 | 134.207 | 15.626 | 0
4656 | 10.589 | 0 | 0 | 0 | 134.207 | 10.589 | 0
4657 | 14.672 | 0 | 0 | 0 | 134.207 | 14.672 | 0
4658 | 13.725 | 0 | 0 | 0 | 134.207 | 13.725 | 0
4659 | 15.857 | 0 | 0 | 0 | 134.207 | 15.857 | 0
4660 | 16.725 | 0 | 0 | 0 | 134.207 | 16.725 | 0
4661 | 26.214 | 0 | 0 | 0 | 134.207 | 26.214 | 0
4662 | 27.164 | 0 | 0 | 39.11 | 93.468 | 64.318 | 0
4663 | 27.164 | 4.449 | 0 | 52.038 | 39.262 | 80.826 | 0
4664 | 27.164 | 35.411 | 0 | 37.691 | 0 | 96.611 | 0
4665 | 0 | 93.542 | 0 | 0 | 0 | 87.999 | 0.865
4666 | 0 | 145.696 | 25.346 | 0 | 24.332 | 85.527 | 28.806
4667 | 0 | 175.015 | 93.048 | 0 | 113.658 | 77.869 | 0
4668 | 0 | 282.735 | 207.752 | 0 | 313.1 | 71.234 | 0
4669 | 0 | 238.683 | 167.048 | 0 | 473.466 | 68.053 | 0
4670 | 0 | 278.643 | 190.735 | 0 | 656.572 | 83.512 | 0
4671 | 0 | 290.745 | 204.33 | 0 | 852.729 | 82.094 | 0
4672 | 0 | 258.244 | 136.932 | 0 | 984.183 | 115.247 | 0
4673 | 0 | 149.971 | 28.344 | 0 | 1011.394 | 115.546 | 0
4674 | 0 | 45.839 | 0 | 109.303 | 897.536 | 147.385 | 0
4675 | 0 | 4.474 | 0 | 146.695 | 744.729 | 143.61 | 0
4676 | 0 | 0 | 0 | 116.546 | 623.327 | 110.719 | 0
4677 | 0 | 0 | 0 | 68.783 | 551.678 | 65.344 | 0
4678 | 0 | 0 | 0 | 32.293 | 518.04 | 30.678 | 0
4679 | 21.616 | 0 | 0 | 2.562 | 515.371 | 24.05 | 0
4680 | 11.579 | 0 | 0 | 0 | 515.371 | 11.579 | 0
4681 | 0 | 0 | 0 | 14.826 | 499.927 | 14.085 | 0
4682 | 0 | 0 | 0 | 15.447 | 483.836 | 14.675 | 0
4683 | 0 | 0 | 0 | 14.942 | 468.272 | 14.195 | 0
4684 | 18.886 | 0 | 0 | 0 | 468.272 | 18.886 | 0
4685 | 0 | 0 | 0 | 40.369 | 426.221 | 38.35 | 0
4686 | 27.164 | 0 | 0 | 47.196 | 377.058 | 72 | 0
4687 | 27.164 | 4.345 | 0 | 70.372 | 303.753 | 98.145 | 0
4688 | 27.164 | 26.106 | 0 | 66.6 | 234.378 | 115.234 | 0
4689 | 27.164 | 58.769 | 0 | 12.576 | 221.278 | 94.941 | 0
4690 | 0 | 93.623 | 5.098 | 0 | 226.173 | 84.098 | 0
4691 | 0 | 182.705 | 107.338 | 0 | 329.217 | 71.598 | 0
4692 | 0 | 123.937 | 49.39 | 0 | 376.632 | 70.819 | 0
4693 | 0 | 184.221 | 111.235 | 0 | 483.418 | 69.336 | 0
4694 | 0 | 173.548 | 89.226 | 0 | 569.075 | 80.105 | 0
4695 | 0 | 218.385 | 126.331 | 0 | 690.353 | 87.452 | 0
4696 | 0 | 129.194 | 22.577 | 0 | 712.027 | 101.286 | 0
4697 | 27.164 | 70.74 | 0 | 22.132 | 688.973 | 115.392 | 0
4698 | 27.164 | 44.574 | 0 | 74.275 | 611.603 | 140.07 | 0
4699 | 27.164 | 5.349 | 0 | 113.908 | 492.95 | 140.458 | 0
4700 | 27.164 | 0 | 0 | 92.821 | 396.261 | 115.343 | 0
4701 | 27.164 | 0 | 0 | 49.99 | 344.189 | 74.654 | 0
4702 | 27.164 | 0 | 0 | 14.268 | 329.327 | 40.718 | 0
4703 | 17.175 | 0 | 0 | 0 | 329.327 | 17.175 | 0
4704 | 10.635 | 0 | 0 | 0 | 329.327 | 10.635 | 0
4705 | 13.714 | 0 | 0 | 0 | 329.327 | 13.714 | 0
4706 | 11.96 | 0 | 0 | 0 | 329.327 | 11.96 | 0
4707 | 13.703 | 0 | 0 | 0 | 329.327 | 13.703 | 0
4708 | 18.343 | 0 | 0 | 0 | 329.327 | 18.343 | 0
4709 | 27.164 | 0 | 0 | 3.81 | 325.358 | 30.783 | 0
4710 | 27.164 | 0 | 0 | 46.846 | 276.56 | 71.667 | 0
4711 | 27.164 | 3.22 | 0 | 119.435 | 152.148 | 143.686 | 0
4712 | 27.164 | 31.996 | 0 | 112.669 | 34.785 | 164.595 | 0
4713 | 27.164 | 71.69 | 0 | 33.393 | 0 | 126.993 | 0
4714 | 0 | 142.943 | 67.253 | 0 | 64.563 | 71.905 | 0
4715 | 0 | 195.874 | 152.125 | 0 | 210.604 | 41.561 | 0
4716 | 0 | 264.708 | 224.197 | 0 | 425.833 | 38.486 | 0
4717 | 0 | 208.469 | 168.143 | 0 | 587.25 | 38.31 | 0
4718 | 0 | 237.596 | 188.241 | 0 | 767.961 | 46.887 | 0
4719 | 0 | 213.239 | 156.351 | 0 | 918.058 | 54.043 | 0
4720 | 0 | 143.69 | 63.889 | 0 | 979.392 | 75.811 | 0
4721 | 0 | 92.866 | 0 | 27.828 | 950.404 | 114.659 | 0
4722 | 0 | 57.709 | 0 | 117.824 | 827.671 | 166.757 | 0
4723 | 17.309 | 6.047 | 0 | 175.695 | 644.655 | 189.963 | 0
4724 | 0 | 0 | 0 | 149.895 | 488.515 | 142.4 | 0
4725 | 0 | 0 | 0 | 93.458 | 391.162 | 88.786 | 0
4726 | 0 | 0 | 0 | 34.973 | 354.732 | 33.225 | 0
4727 | 0 | 0 | 0 | 12.443 | 341.77 | 11.821 | 0
4728 | 0 | 0 | 0 | 12.304 | 328.953 | 11.689 | 0
4729 | 13.614 | 0 | 0 | 0 | 328.953 | 13.614 | 0
4730 | 13.588 | 0 | 0 | 0 | 328.953 | 13.588 | 0
4731 | 14.474 | 0 | 0 | 0 | 328.953 | 14.474 | 0
4732 | 21.633 | 0 | 0 | 0 | 328.953 | 21.633 | 0
4733 | 27.164 | 0 | 0 | 9.674 | 318.876 | 36.354 | 0
4734 | 27.164 | 0 | 0 | 71.474 | 244.423 | 95.064 | 0
4735 | 27.164 | 4.408 | 0 | 107.537 | 132.405 | 133.512 | 0
4736 | 27.164 | 32.845 | 0 | 85.823 | 43.007 | 139.898 | 0
4737 | 27.164 | 78.662 | 0 | 7.16 | 35.549 | 108.694 | 0
4738 | 0 | 129.816 | 66.743 | 0 | 99.622 | 59.919 | 0
4739 | 0 | 143.57 | 101.686 | 0 | 197.241 | 39.79 | 0
4740 | 0 | 138.23 | 99.19 | 0 | 292.463 | 37.088 | 0
4741 | 0 | 198.623 | 147.698 | 0 | 434.253 | 48.379 | 0
4742 | 0 | 196.865 | 144.806 | 0 | 573.266 | 49.457 | 0
4743 | 0 | 172.17 | 120.185 | 0 | 688.644 | 49.386 | 0
4744 | 0 | 105.239 | 31.502 | 0 | 718.886 | 70.05 | 0
4745 | 27.164 | 65.06 | 0 | 13.114 | 705.225 | 101.429 | 0
4746 | 27.164 | 38.277 | 0 | 94.533 | 606.753 | 153.333 | 0
4747 | 27.164 | 5.191 | 0 | 155.447 | 444.829 | 179.77 | 0
4748 | 27.164 | 0 | 0 | 131.052 | 308.316 | 151.664 | 0
4749 | 27.164 | 0 | 0 | 63.297 | 242.382 | 87.296 | 0
4750 | 27.164 | 0 | 0 | 2.831 | 239.432 | 29.853 | 0
4751 | 14.066 | 0 | 0 | 0 | 239.432 | 14.066 | 0
4752 | 11.313 | 0 | 0 | 0 | 239.432 | 11.313 | 0
4753 | 12.601 | 0 | 0 | 0 | 239.432 | 12.601 | 0
4754 | 12.128 | 0 | 0 | 0 | 239.432 | 12.128 | 0
4755 | 13.24 | 0 | 0 | 0 | 239.432 | 13.24 | 0
4756 | 15.26 | 0 | 0 | 0 | 239.432 | 15.26 | 0
4757 | 27.164 | 0 | 0 | 0.07 | 239.36 | 27.23 | 0
4758 | 27.164 | 0 | 0 | 32.307 | 205.707 | 57.855 | 0
4759 | 27.164 | 4.867 | 0 | 98.032 | 103.59 | 124.918 | 0
4760 | 27.164 | 42.163 | 0 | 95.797 | 3.801 | 158.226 | 0
4761 | 27.164 | 91.476 | 0 | 3.649 | 0 | 117.532 | 0
4762 | 0 | 134.326 | 15.935 | 0 | 15.298 | 74.299 | 38.172
4763 | 0 | 166.734 | 126.936 | 0 | 137.157 | 37.807 | 0
4764 | 0 | 213.673 | 175.621 | 0 | 305.753 | 36.15 | 0
4765 | 0 | 293.341 | 247.477 | 0 | 543.331 | 43.571 | 0
4766 | 0 | 265.052 | 223.276 | 0 | 757.676 | 39.688 | 0
4767 | 0 | 236.196 | 172.961 | 0 | 923.718 | 60.074 | 0
4768 | 0 | 167.578 | 91.329 | 0 | 1011.394 | 72.436 | 0
4769 | 0 | 99.94 | 0 | 20.967 | 989.553 | 114.862 | 0
4770 | 0 | 36.394 | 0 | 120.53 | 864.001 | 149.078 | 0
4771 | 0 | 5.333 | 0 | 155.994 | 701.507 | 153.262 | 0
4772 | 0 | 0 | 0 | 153.466 | 541.647 | 145.792 | 0
4773 | 0 | 0 | 0 | 110.175 | 426.881 | 104.666 | 0
4774 | 0 | 0 | 0 | 33.007 | 392.499 | 31.357 | 0
4775 | 0 | 0 | 0 | 12.9 | 379.061 | 12.255 | 0
4776 | 0 | 0 | 0 | 14.226 | 364.242 | 13.515 | 0
4777 | 0 | 0 | 0 | 14.9 | 348.722 | 14.155 | 0
4778 | 0 | 0 | 0 | 15.346 | 332.736 | 14.579 | 0
4779 | 16.426 | 0 | 0 | 0.926 | 331.771 | 17.306 | 0
4780 | 26.877 | 0 | 0 | 0 | 331.771 | 26.877 | 0
4781 | 27.164 | 0 | 0 | 15.238 | 315.898 | 41.64 | 0
4782 | 27.164 | 0 | 0 | 35.729 | 278.68 | 61.106 | 0
4783 | 27.164 | 2.32 | 0 | 96.845 | 177.8 | 121.371 | 0
4784 | 27.164 | 26.496 | 0 | 85.633 | 88.599 | 133.686 | 0
4785 | 27.164 | 52.419 | 0 | 33.817 | 53.373 | 109.089 | 0
4786 | 0 | 102.419 | 37.94 | 0 | 89.795 | 61.255 | 0
4787 | 0 | 169.134 | 128.277 | 0 | 212.941 | 38.814 | 0
4788 | 0 | 214.206 | 170.263 | 0 | 376.393 | 41.746 | 0
4789 | 0 | 131.554 | 91.431 | 0 | 464.167 | 38.117 | 0
4790 | 0 | 219.265 | 171.4 | 0 | 628.712 | 45.471 | 0
4791 | 0 | 256.763 | 195.572 | 0 | 816.461 | 58.132 | 0
4792 | 0 | 246.937 | 157.38 | 0 | 967.546 | 85.079 | 0
4793 | 0 | 159.232 | 45.675 | 0 | 1011.394 | 107.879 | 0
4794 | 27.164 | 64.368 | 0 | 72.305 | 936.076 | 157.003 | 0
4795 | 27.164 | 5.314 | 0 | 168.109 | 760.963 | 191.916 | 0
4796 | 27.164 | 0 | 0 | 139.95 | 615.181 | 160.117 | 0
4797 | 27.164 | 0 | 0 | 70.859 | 541.37 | 94.48 | 0
4798 | 27.164 | 0 | 0 | 25.922 | 514.368 | 51.789 | 0
4799 | 17.314 | 0 | 0 | 0 | 514.368 | 17.314 | 0
4800 | 11.651 | 0 | 0 | 0 | 514.368 | 11.651 | 0
4801 | 14.17 | 0 | 0 | 0 | 514.368 | 14.17 | 0
4802 | 13.585 | 0 | 0 | 0 | 514.368 | 13.585 | 0
4803 | 13.47 | 0 | 0 | 0 | 514.368 | 13.47 | 0
4804 | 15.501 | 0 | 0 | 0 | 514.368 | 15.501 | 0
4805 | 27.164 | 0 | 0 | 4.761 | 509.409 | 31.686 | 0
4806 | 27.164 | 0 | 0 | 44.951 | 462.586 | 69.867 | 0
4807 | 27.164 | 2.965 | 0 | 116.133 | 341.614 | 140.306 | 0
4808 | 27.164 | 20.948 | 0 | 123.075 | 213.412 | 163.985 | 0
4809 | 27.164 | 66.087 | 0 | 46.958 | 164.497 | 134.556 | 0
4810 | 0 | 117.515 | 42.324 | 0 | 205.129 | 71.432 | 0
4811 | 0 | 145.778 | 102.204 | 0 | 303.244 | 41.395 | 0
4812 | 0 | 204.04 | 167.323 | 0 | 463.874 | 34.881 | 0
4813 | 27.164 | 161.731 | 150.392 | 0 | 608.251 | 37.935 | 0
4814 | 0 | 151.441 | 108.061 | 0 | 711.99 | 41.211 | 0
4815 | 27.164 | 108.662 | 80.79 | 0 | 789.548 | 53.642 | 0
4816 | 23.126 | 78.437 | 12.08 | 0 | 801.145 | 86.165 | 0
4817 | 27.164 | 50.844 | 0 | 48.138 | 751.001 | 121.197 | 0
4818 | 27.164 | 36.998 | 0 | 106.741 | 639.813 | 163.715 | 0
4819 | 27.164 | 5.355 | 0 | 158.844 | 474.35 | 183.153 | 0
4820 | 27.164 | 0 | 0 | 138.644 | 329.929 | 158.876 | 0
4821 | 27.164 | 0 | 0 | 74.252 | 252.583 | 97.703 | 0
4822 | 27.164 | 0 | 0 | 11.681 | 240.416 | 38.26 | 0
4823 | 14.492 | 0 | 0 | 0 | 240.416 | 14.492 | 0
4824 | 13.501 | 0 | 0 | 0 | 240.416 | 13.501 | 0
4825 | 13.501 | 0 | 0 | 0 | 240.416 | 13.501 | 0
4826 | 14.4 | 0 | 0 | 0 | 240.416 | 14.4 | 0
4827 | 14.905 | 0 | 0 | 0 | 240.416 | 14.905 | 0
4828 | 22.247 | 0 | 0 | 0 | 240.416 | 22.247 | 0
4829 | 27.164 | 0 | 0 | 10.282 | 229.705 | 36.932 | 0
4830 | 27.164 | 0 | 0 | 45.552 | 182.255 | 70.438 | 0
4831 | 27.164 | 2.012 | 0 | 87.026 | 91.603 | 111.749 | 0
4832 | 27.164 | 32.125 | 0 | 72.611 | 15.967 | 126.662 | 0
4833 | 27.164 | 61.359 | 0 | 15.329 | 0 | 100.017 | 0
4834 | 0 | 111.019 | 26.519 | 0 | 25.458 | 80.275 | 0
4835 | 0 | 148.66 | 77.496 | 0 | 99.854 | 67.605 | 0
4836 | 0 | 208.48 | 131.453 | 0 | 226.049 | 73.176 | 0
4837 | 3.167 | 267.778 | 188.778 | 0 | 407.276 | 78.217 | 0
4838 | 0 | 249.626 | 170.273 | 0 | 570.738 | 75.386 | 0
4839 | 27.164 | 182.051 | 123.228 | 0 | 689.037 | 83.045 | 0
4840 | 27.164 | 218.345 | 141.506 | 0 | 824.883 | 100.161 | 0
4841 | 27.164 | 140.085 | 36.91 | 0 | 860.317 | 125.18 | 0
4842 | 27.164 | 64.359 | 0 | 66.958 | 790.568 | 151.915 | 0
4843 | 27.164 | 4.501 | 0 | 116.181 | 669.547 | 141.811 | 0
4844 | 27.164 | 0 | 0 | 83.339 | 582.735 | 106.335 | 0
4845 | 27.164 | 0 | 0 | 44.04 | 536.86 | 69.002 | 0
4846 | 27.164 | 0 | 0 | 10.97 | 525.434 | 37.585 | 0
4847 | 18.942 | 0 | 0 | 0 | 525.434 | 18.942 | 0
4848 | 10.549 | 0 | 0 | 0 | 525.434 | 10.549 | 0
4849 | 13.847 | 0 | 0 | 0 | 525.434 | 13.847 | 0
4850 | 13.647 | 0 | 0 | 0 | 525.434 | 13.647 | 0
4851 | 17.837 | 0 | 0 | 0 | 525.434 | 17.837 | 0
4852 | 23.669 | 0 | 0 | 0 | 525.434 | 23.669 | 0
4853 | 27.164 | 0 | 0 | 16.973 | 507.754 | 43.288 | 0
4854 | 27.164 | 0 | 0 | 41.015 | 465.03 | 66.128 | 0
4855 | 27.164 | 4.1 | 0 | 76.598 | 385.241 | 103.827 | 0
4856 | 27.164 | 11.76 | 0 | 91.088 | 290.358 | 124.869 | 0
4857 | 27.164 | 42.2 | 0 | 34.426 | 254.498 | 99.958 | 0
4858 | 27.164 | 92.812 | 50.949 | 0 | 303.409 | 66.934 | 0
4859 | 27.164 | 143.401 | 105.722 | 0 | 404.902 | 62.959 | 0
4860 | 27.164 | 189.152 | 151.41 | 0 | 550.255 | 63.019 | 0
4861 | 27.164 | 187.211 | 143.635 | 0 | 688.145 | 68.56 | 0
4862 | 27.164 | 177.713 | 134.084 | 0 | 816.865 | 68.611 | 0
4863 | 27.164 | 207.522 | 147.246 | 0 | 958.221 | 84.426 | 0
4864 | 27.164 | 139.583 | 55.388 | 0 | 1011.394 | 107.149 | 0
4865 | 27.164 | 106.048 | 0 | 1.514 | 1009.817 | 129.347 | 0
4866 | 27.164 | 54.872 | 0 | 95.342 | 910.503 | 169.867 | 0
4867 | 27.164 | 3.22 | 0 | 133.816 | 771.111 | 157.348 | 0
4868 | 27.164 | 0 | 0 | 78.898 | 688.926 | 102.116 | 0
4869 | 27.164 | 0 | 0 | 41.737 | 645.45 | 66.814 | 0
4870 | 27.164 | 0 | 0 | 5.605 | 639.612 | 32.488 | 0
4871 | 21.829 | 0 | 0 | 0 | 639.612 | 21.829 | 0
4872 | 10.512 | 0 | 0 | 0 | 639.612 | 10.512 | 0
4873 | 11.796 | 0 | 0 | 0 | 639.612 | 11.796 | 0
4874 | 14.672 | 0 | 0 | 0 | 639.612 | 14.672 | 0
4875 | 16.85 | 0 | 0 | 0 | 639.612 | 16.85 | 0
4876 | 18.017 | 0 | 0 | 0 | 639.612 | 18.017 | 0
4877 | 27.164 | 0 | 0 | 3.65 | 635.809 | 30.631 | 0
4878 | 27.164 | 0 | 0 | 43.824 | 590.159 | 68.796 | 0
4879 | 27.164 | 0.238 | 0 | 81.637 | 505.121 | 131.182 | 0
4880 | 27.164 | 7.59 | 0 | 128.407 | 371.363 | 156.361 | 0
4881 | 27.164 | 21.895 | 0 | 93.124 | 274.359 | 136.432 | 0
4882 | 27.164 | 51.2 | 11.527 | 0 | 285.425 | 64.853 | 0
4883 | 27.164 | 80.832 | 64.405 | 0 | 347.254 | 42.769 | 0
4884 | 27.164 | 57.861 | 44.992 | 0 | 390.446 | 39.39 | 0
4885 | 27.164 | 96.421 | 81.551 | 0 | 468.734 | 41.29 | 0
4886 | 27.164 | 94.964 | 75.446 | 0 | 541.163 | 45.705 | 0
4887 | 27.164 | 130.198 | 93.688 | 0 | 631.104 | 61.848 | 0
4888 | 27.164 | 52.693 | 0 | 1.41 | 629.634 | 78.562 | 0
4889 | 27.164 | 40.539 | 0 | 40.148 | 587.814 | 129.77 | 0
4890 | 27.164 | 28.758 | 0 | 102.615 | 480.923 | 184.989 | 0
4891 | 27.164 | 4.555 | 0 | 134.898 | 340.404 | 199.555 | 0
4892 | 27.164 | 0 | 0 | 103.45 | 232.643 | 156.802 | 0
4893 | 27.164 | 0 | 0 | 42.759 | 188.103 | 84.731 | 0
4894 | 27.164 | 0 | 0 | 0 | 188.103 | 33.596 | 0
4895 | 11.98 | 0 | 0 | 0 | 188.103 | 11.98 | 0
4896 | 10.72 | 0 | 0 | 0 | 188.103 | 10.72 | 0
4897 | 12.527 | 0 | 0 | 0 | 188.103 | 12.527 | 0
4898 | 12.211 | 0 | 0 | 0 | 188.103 | 12.211 | 0
4899 | 15.364 | 0 | 0 | 0 | 188.103 | 15.364 | 0
4900 | 23.646 | 0 | 0 | 0 | 188.103 | 23.646 | 0
4901 | 27.164 | 0 | 0 | 0 | 188.103 | 33.739 | 0
4902 | 27.164 | 0 | 0 | 29.429 | 157.448 | 68.902 | 0
4903 | 27.164 | 4.068 | 0 | 93.24 | 60.323 | 149.508 | 0
4904 | 27.164 | 40.747 | 0 | 57.91 | 0 | 151.11 | 0
4905 | 27.164 | 99.61 | 0 | 0 | 0 | 129.435 | 0
4906 | 0 | 174.692 | 0 | 0 | 0 | 76.955 | 89.003
4907 | 0 | 239.611 | 8.796 | 0 | 8.444 | 41.606 | 177.668
4908 | 0 | 241.118 | 169.352 | 0 | 171.022 | 37.102 | 31.076
4909 | 0 | 312.712 | 270.607 | 0 | 430.804 | 40 | 0
4910 | 0 | 241.697 | 197.701 | 0 | 620.597 | 41.796 | 0
4911 | 0 | 265.357 | 208.259 | 0 | 820.526 | 54.244 | 0
4912 | 0 | 238.995 | 152.332 | 0 | 966.765 | 82.329 | 0
4913 | 0 | 162.304 | 46.489 | 0 | 1011.394 | 110.025 | 0
4914 | 0 | 61.195 | 0 | 112.298 | 894.416 | 164.819 | 0
4915 | 0 | 5.252 | 0 | 192.776 | 693.608 | 188.127 | 0
4916 | 0 | 0 | 0 | 161.1 | 525.795 | 153.045 | 0
4917 | 0 | 0 | 0 | 106.096 | 415.278 | 100.792 | 0
4918 | 0 | 0 | 0 | 53.59 | 359.455 | 50.911 | 0
4919 | 0 | 0 | 0 | 17.216 | 341.521 | 16.356 | 0
4920 | 0 | 0 | 0 | 12.449 | 328.554 | 11.826 | 0
4921 | 0 | 0 | 0 | 12.683 | 315.342 | 12.049 | 0
4922 | 12.725 | 0 | 0 | 0 | 315.342 | 12.725 | 0
4923 | 16.8 | 0 | 0 | 0 | 315.342 | 16.8 | 0
4924 | 16.072 | 0 | 0 | 6.178 | 308.906 | 21.942 | 0
4925 | 27.164 | 0 | 0 | 8.014 | 300.558 | 34.777 | 0
4926 | 27.164 | 0 | 0 | 35.028 | 264.071 | 60.44 | 0
4927 | 27.164 | 4.911 | 0 | 99.429 | 160.499 | 126.287 | 0
4928 | 27.164 | 27.969 | 0 | 98.386 | 58.014 | 147.202 | 0
4929 | 27.164 | 57.575 | 0 | 29.935 | 26.832 | 110.298 | 0
4930 | 0 | 122.979 | 60.896 | 0 | 85.292 | 58.979 | 0
4931 | 0 | 218.552 | 178.888 | 0 | 257.024 | 37.68 | 0
4932 | 0 | 167.94 | 133.674 | 0 | 385.352 | 32.552 | 0
4933 | 0 | 131.994 | 86.977 | 0 | 468.85 | 42.766 | 0
4934 | 0 | 217.176 | 159.286 | 0 | 621.764 | 54.995 | 0
4935 | 0 | 163.98 | 102.685 | 0 | 720.342 | 58.23 | 0
4936 | 0 | 98.694 | 28.327 | 0 | 747.536 | 66.849 | 0
4937 | 27.164 | 68.333 | 0 | 16.967 | 729.862 | 108.199 | 0
4938 | 27.164 | 27.805 | 0 | 97.324 | 628.482 | 146.036 | 0
4939 | 27.164 | 2.756 | 0 | 162.583 | 459.125 | 184.235 | 0
4940 | 27.164 | 0 | 0 | 127.298 | 326.523 | 148.097 | 0
4941 | 27.164 | 0 | 0 | 67.364 | 256.352 | 91.159 | 0
4942 | 27.164 | 0 | 0 | 12.707 | 243.116 | 39.235 | 0
4943 | 12.138 | 0 | 0 | 0 | 243.116 | 12.138 | 0
4944 | 10.483 | 0 | 0 | 0 | 243.116 | 10.483 | 0
4945 | 12.171 | 0 | 0 | 0 | 243.116 | 12.171 | 0
4946 | 12.981 | 0 | 0 | 0 | 243.116 | 12.981 | 0
4947 | 13.441 | 0 | 0 | 0 | 243.116 | 13.441 | 0
4948 | 20.197 | 0 | 0 | 0 | 243.116 | 20.197 | 0
4949 | 27.164 | 0 | 0 | 3.635 | 239.329 | 30.617 | 0
4950 | 27.164 | 0 | 0 | 34.316 | 203.583 | 59.764 | 0
4951 | 27.164 | 4.118 | 0 | 100.794 | 98.59 | 126.83 | 0
4952 | 27.164 | 35.829 | 0 | 91.422 | 3.359 | 148.052 | 0
4953 | 27.164 | 82.586 | 0 | 3.224 | 0 | 108.683 | 0
4954 | 0 | 147.426 | 60.798 | 0 | 58.366 | 52.716 | 29.581
4955 | 0 | 195.547 | 150.114 | 0 | 202.475 | 43.161 | 0
4956 | 0 | 229.14 | 188.013 | 0 | 382.967 | 39.071 | 0
4957 | 0 | 217.211 | 177.007 | 0 | 552.894 | 38.194 | 0
4958 | 0 | 245.238 | 196.776 | 0 | 741.799 | 46.039 | 0
4959 | 0 | 220.36 | 164.233 | 0 | 899.463 | 53.32 | 0
4960 | 0 | 200.952 | 116.595 | 0 | 1011.394 | 80.14 | 0
4961 | 0 | 114.929 | 0 | 2.97 | 1008.3 | 112.004 | 0
4962 | 0 | 48.399 | 0 | 112.92 | 890.675 | 153.253 | 0
4963 | 0 | 3.625 | 0 | 179.468 | 703.729 | 173.938 | 0
4964 | 0 | 0 | 0 | 143.684 | 554.057 | 136.5 | 0
4965 | 0 | 0 | 0 | 95.817 | 454.248 | 91.027 | 0
4966 | 0 | 0 | 0 | 41.161 | 411.372 | 39.103 | 0
4967 | 0 | 0 | 0 | 13.101 | 397.724 | 12.446 | 0
4968 | 0 | 0 | 0 | 11.563 | 385.679 | 10.985 | 0
4969 | 0 | 0 | 0 | 13.138 | 371.993 | 12.482 | 0
4970 | 0 | 0 | 0 | 13.769 | 357.651 | 13.08 | 0
4971 | 5.327 | 0 | 0 | 8.326 | 348.978 | 13.237 | 0
4972 | 0 | 0 | 0 | 21.548 | 326.533 | 20.47 | 0
4973 | 0 | 0 | 0 | 33.661 | 291.469 | 31.978 | 0
4974 | 0 | 0 | 0 | 71.392 | 217.103 | 67.822 | 0
4975 | 27.164 | 2.876 | 0 | 105.392 | 107.319 | 130.018 | 0
4976 | 27.164 | 31.993 | 0 | 97.683 | 5.566 | 150.357 | 0
4977 | 27.164 | 89.477 | 0 | 5.343 | 0 | 117.243 | 0
4978 | 0 | 138.312 | 0 | 0 | 0 | 76.157 | 55.24
4979 | 0 | 218.428 | 32.892 | 0 | 31.577 | 41.001 | 135.258
4980 | 0 | 268.801 | 229.927 | 0 | 252.307 | 36.93 | 0
4981 | 0 | 266.329 | 214.476 | 0 | 458.204 | 49.261 | 0
4982 | 0 | 306.077 | 261.792 | 0 | 709.524 | 42.07 | 0
4983 | 0 | 234.091 | 169.26 | 0 | 872.014 | 61.589 | 0
4984 | 0 | 204.123 | 110.275 | 0 | 977.878 | 89.156 | 0
4985 | 0 | 152.008 | 34.913 | 0 | 1011.394 | 111.24 | 0
4986 | 27.164 | 58.655 | 0 | 77.8 | 930.352 | 156.796 | 0
4987 | 27.164 | 5.721 | 0 | 152.399 | 771.603 | 177.378 | 0
4988 | 27.164 | 0 | 0 | 136.362 | 629.559 | 156.708 | 0
4989 | 27.164 | 0 | 0 | 76.578 | 549.79 | 99.913 | 0
4990 | 27.164 | 0 | 0 | 19.817 | 529.147 | 45.99 | 0
4991 | 14.119 | 0 | 0 | 0 | 529.147 | 14.119 | 0
4992 | 13.47 | 0 | 0 | 0 | 529.147 | 13.47 | 0
4993 | 13.06 | 0 | 0 | 0 | 529.147 | 13.06 | 0
4994 | 12.91 | 0 | 0 | 0 | 529.147 | 12.91 | 0
4995 | 17.844 | 0 | 0 | 0 | 529.147 | 17.844 | 0
4996 | 24.277 | 0 | 0 | 0 | 529.147 | 24.277 | 0
4997 | 27.164 | 0 | 0 | 9.355 | 519.402 | 36.051 | 0
4998 | 27.164 | 0 | 0 | 34.005 | 483.981 | 59.468 | 0
4999 | 27.164 | 2.391 | 0 | 65.402 | 415.853 | 91.567 | 0
5000 | 27.164 | 14.262 | 0 | 86.625 | 325.619 | 123.006 | 0
5001 | 27.164 | 50.98 | 0 | 25.209 | 299.36 | 99.543 | 0
5002 | 27.164 | 53.101 | 0 | 10.988 | 287.914 | 88.048 | 0
5003 | 24.954 | 56.89 | 0 | 0 | 287.914 | 79 | 0
5004 | 0 | 102.425 | 35.061 | 0 | 321.573 | 63.996 | 0
5005 | 0 | 163.176 | 100.507 | 0 | 418.06 | 59.535 | 0
5006 | 27.164 | 193.953 | 156.299 | 0 | 568.107 | 62.935 | 0
5007 | 13.719 | 148.84 | 74 | 0 | 639.147 | 84.817 | 0
5008 | 0 | 143.651 | 25.847 | 0 | 663.96 | 111.914 | 0
5009 | 27.164 | 124.426 | 15.325 | 0 | 678.672 | 130.809 | 0
5010 | 27.164 | 50.138 | 0 | 66.012 | 609.91 | 137.507 | 0
5011 | 27.164 | 3.588 | 0 | 102.627 | 503.007 | 128.068 | 0
5012 | 27.164 | 0 | 0 | 76.025 | 423.814 | 99.388 | 0
5013 | 27.164 | 0 | 0 | 41.829 | 380.242 | 66.901 | 0
5014 | 27.164 | 0 | 0 | 9.62 | 370.221 | 36.303 | 0
5015 | 22.928 | 0 | 0 | 0 | 370.221 | 22.928 | 0
5016 | 12.638 | 0 | 0 | 0 | 370.221 | 12.638 | 0
5017 | 13.606 | 0 | 0 | 0 | 370.221 | 13.606 | 0
5018 | 13.473 | 0 | 0 | 0 | 370.221 | 13.473 | 0
5019 | 17.47 | 0 | 0 | 0 | 370.221 | 17.47 | 0
5020 | 24.455 | 0 | 0 | 0 | 370.221 | 24.455 | 0
5021 | 27.164 | 0 | 0 | 9.878 | 359.931 | 36.548 | 0
5022 | 27.164 | 0 | 0 | 33.09 | 325.463 | 58.599 | 0
5023 | 27.164 | 1.62 | 0 | 65.782 | 256.94 | 91.195 | 0
5024 | 27.164 | 13.811 | 0 | 82.584 | 170.915 | 118.739 | 0
5025 | 27.164 | 45.973 | 0 | 38.729 | 130.573 | 107.631 | 0
5026 | 27.164 | 97.266 | 29.182 | 0 | 158.587 | 91.844 | 0
5027 | 27.164 | 128.215 | 80.124 | 0 | 235.506 | 72.851 | 0
5028 | 27.164 | 86.987 | 51.737 | 0 | 285.173 | 60.651 | 0
5029 | 27.164 | 120.575 | 69.689 | 0 | 352.075 | 75.505 | 0
5030 | 27.164 | 168.078 | 115.252 | 0 | 462.716 | 77.349 | 0
5031 | 27.164 | 110.852 | 43.381 | 0 | 504.362 | 91.262 | 0
5032 | 27.164 | 167.246 | 97.436 | 0 | 597.9 | 93.484 | 0
5033 | 27.164 | 116.592 | 16.585 | 0 | 613.821 | 122.17 | 0
5034 | 27.164 | 53.997 | 0 | 70.535 | 540.348 | 145.469 | 0
5035 | 27.164 | 5.475 | 0 | 113.874 | 421.729 | 140.546 | 0
5036 | 27.164 | 0 | 0 | 83.251 | 335.009 | 106.252 | 0
5037 | 27.164 | 0 | 0 | 50.743 | 282.152 | 75.37 | 0
5038 | 27.164 | 0 | 0 | 12.232 | 269.41 | 38.784 | 0
5039 | 17.059 | 0 | 0 | 0 | 269.41 | 17.059 | 0
5040 | 9.149 | 0 | 0 | 0 | 269.41 | 9.149 | 0
5041 | 11.817 | 0 | 0 | 0 | 269.41 | 11.817 | 0
5042 | 12.928 | 0 | 0 | 0 | 269.41 | 12.928 | 0
5043 | 13.714 | 0 | 0 | 0 | 269.41 | 13.714 | 0
5044 | 18.055 | 0 | 0 | 0 | 269.41 | 18.055 | 0
5045 | 27.164 | 0 | 0 | 5.788 | 263.381 | 32.662 | 0
5046 | 27.164 | 0 | 0 | 41.462 | 220.191 | 66.553 | 0
5047 | 27.164 | 5.263 | 0 | 88.756 | 127.737 | 116.481 | 0
5048 | 27.164 | 21.091 | 0 | 94.151 | 29.664 | 136.644 | 0
5049 | 27.164 | 73.028 | 0 | 28.477 | 0 | 123.593 | 0
5050 | 0 | 153.993 | 0 | 0 | 0 | 58.899 | 87.395
5051 | 0 | 156.67 | 22.427 | 0 | 21.53 | 42.518 | 85.013
5052 | 0 | 242.194 | 204.786 | 0 | 218.124 | 35.538 | 0
5053 | 0 | 260.1 | 217.488 | 0 | 426.913 | 40.482 | 0
5054 | 0 | 198.034 | 149.008 | 0 | 569.961 | 46.574 | 0
5055 | 0 | 298.392 | 249.144 | 0 | 809.139 | 46.785 | 0
5056 | 0 | 242.935 | 156.32 | 0 | 959.206 | 82.285 | 0
5057 | 0 | 165.776 | 54.362 | 0 | 1011.394 | 105.843 | 0
5058 | 27.164 | 64.577 | 0 | 55.664 | 953.41 | 141.393 | 0
5059 | 27.164 | 6.235 | 0 | 138.392 | 809.252 | 164.56 | 0
5060 | 27.164 | 0 | 0 | 126.824 | 677.144 | 147.646 | 0
5061 | 27.164 | 0 | 0 | 72.745 | 601.368 | 96.271 | 0
5062 | 27.164 | 0 | 0 | 17.33 | 583.316 | 43.627 | 0
5063 | 22.298 | 0 | 0 | 0 | 583.316 | 22.298 | 0
5064 | 11.826 | 0 | 0 | 0 | 583.316 | 11.826 | 0
5065 | 13.211 | 0 | 0 | 0 | 583.316 | 13.211 | 0
5066 | 13.617 | 0 | 0 | 0 | 583.316 | 13.617 | 0
5067 | 18.928 | 0 | 0 | 0 | 583.316 | 18.928 | 0
5068 | 16.539 | 0 | 0 | 0 | 583.316 | 16.539 | 0
5069 | 27.164 | 0 | 0 | 5.773 | 577.302 | 32.649 | 0
5070 | 27.164 | 0 | 0 | 36.485 | 539.297 | 61.824 | 0
5071 | 27.164 | 0.768 | 0 | 111.814 | 422.824 | 134.116 | 0
5072 | 27.164 | 18.044 | 0 | 115.212 | 302.812 | 153.757 | 0
5073 | 27.164 | 37.639 | 0 | 55.004 | 245.516 | 115.174 | 0
5074 | 27.164 | 63.786 | 38.403 | 0 | 282.383 | 51.278 | 0
5075 | 27.164 | 68.253 | 39.113 | 0 | 319.932 | 54.847 | 0
5076 | 27.164 | 122.387 | 104.782 | 0 | 420.523 | 43.888 | 0
5077 | 27.164 | 107.536 | 88.535 | 0 | 505.516 | 45.214 | 0
5078 | 27.164 | 131.242 | 104.345 | 0 | 605.687 | 52.716 | 0
5079 | 27.164 | 92.444 | 57.588 | 0 | 660.972 | 60.277 | 0
5080 | 27.164 | 142.108 | 93.21 | 0 | 750.454 | 73.616 | 0
5081 | 27.164 | 106.894 | 3.616 | 0 | 753.925 | 125.278 | 0
5082 | 27.164 | 61.984 | 0 | 92.198 | 657.885 | 173.637 | 0
5083 | 27.164 | 4.747 | 0 | 164.469 | 486.563 | 187.919 | 0
5084 | 27.164 | 0 | 0 | 129.875 | 351.276 | 150.545 | 0
5085 | 27.164 | 0 | 0 | 75.752 | 272.368 | 99.128 | 0
5086 | 27.164 | 0 | 0 | 11.757 | 260.122 | 38.333 | 0
5087 | 15.913 | 0 | 0 | 0 | 260.122 | 15.913 | 0
5088 | 10.264 | 0 | 0 | 0 | 260.122 | 10.264 | 0
5089 | 12.088 | 0 | 0 | 0 | 260.122 | 12.088 | 0
5090 | 12.847 | 0 | 0 | 0 | 260.122 | 12.847 | 0
5091 | 13.424 | 0 | 0 | 0 | 260.122 | 13.424 | 0
5092 | 18.671 | 0 | 0 | 0 | 260.122 | 18.671 | 0
5093 | 27.164 | 0 | 0 | 11.203 | 248.452 | 37.806 | 0
5094 | 27.164 | 0 | 0 | 47.71 | 198.754 | 72.488 | 0
5095 | 27.164 | 0.807 | 0 | 67.389 | 128.557 | 114.937 | 0
5096 | 27.164 | 20.307 | 0 | 105.323 | 18.846 | 146.512 | 0
5097 | 27.164 | 63.958 | 0 | 18.092 | 0 | 116.845 | 0
5098 | 0 | 117.326 | 44.007 | 0 | 42.246 | 69.653 | 0
5099 | 0 | 169.325 | 132.2 | 0 | 169.158 | 35.269 | 0
5100 | 0 | 210.64 | 176.765 | 0 | 338.853 | 32.181 | 0
5101 | 0 | 196.653 | 156.609 | 0 | 489.198 | 38.042 | 0
5102 | 0 | 255.415 | 202.18 | 0 | 683.29 | 50.573 | 0
5103 | 0 | 208.893 | 148.874 | 0 | 826.21 | 57.018 | 0
5104 | 0 | 159.277 | 80.156 | 0 | 903.159 | 75.165 | 0
5105 | 0 | 113.742 | 0.213 | 0 | 903.364 | 107.853 | 0
5106 | 4.805 | 58.472 | 0 | 107.827 | 791.044 | 162.788 | 0
5107 | 27.164 | 5.49 | 0 | 153.826 | 630.808 | 178.514 | 0
5108 | 27.164 | 0 | 0 | 138.791 | 486.235 | 159.015 | 0
5109 | 27.164 | 0 | 0 | 66.539 | 416.923 | 90.376 | 0
5110 | 27.164 | 0 | 0 | 11.051 | 405.411 | 37.662 | 0
5111 | 12.549 | 0 | 0 | 0 | 405.411 | 12.549 | 0
5112 | 9.714 | 0 | 0 | 0 | 405.411 | 9.714 | 0
5113 | 11.668 | 0 | 0 | 0 | 405.411 | 11.668 | 0
5114 | 14.311 | 0 | 0 | 0 | 405.411 | 14.311 | 0
5115 | 13.386 | 0 | 0 | 0 | 405.411 | 13.386 | 0
5116 | 27.164 | 0 | 0 | 3.278 | 401.997 | 30.278 | 0
5117 | 27.164 | 0 | 0 | 1.103 | 400.848 | 28.212 | 0
5118 | 27.164 | 0 | 0 | 44.002 | 355.013 | 68.965 | 0
5119 | 27.164 | 1.264 | 0 | 95.932 | 255.083 | 119.5 | 0
5120 | 27.164 | 21.694 | 0 | 97.595 | 153.422 | 140.488 | 0
5121 | 27.164 | 79.474 | 0 | 8.668 | 144.393 | 110.899 | 0
5122 | 0 | 129.172 | 60.681 | 0 | 202.647 | 65.066 | 0
5123 | 0 | 134.271 | 95.014 | 0 | 293.86 | 37.294 | 0
5124 | 0 | 187.446 | 140.296 | 0 | 428.544 | 44.793 | 0
5125 | 0 | 189.616 | 149.734 | 0 | 572.289 | 37.888 | 0
5126 | 0 | 206.072 | 158.394 | 0 | 724.347 | 45.294 | 0
5127 | 0 | 206.805 | 132.872 | 0 | 851.904 | 70.237 | 0
5128 | 7.092 | 90.297 | 0 | 0 | 851.904 | 92.874 | 0
5129 | 27.164 | 80.177 | 0 | 10.107 | 841.376 | 112.933 | 0
5130 | 27.164 | 29.311 | 0 | 120.003 | 716.373 | 169.012 | 0
5131 | 27.164 | 5.905 | 0 | 157.852 | 551.944 | 182.733 | 0
5132 | 27.164 | 0 | 0 | 123.409 | 423.393 | 144.402 | 0
5133 | 27.164 | 0 | 0 | 68.237 | 352.313 | 91.989 | 0
5134 | 27.164 | 0 | 0 | 14.097 | 337.628 | 40.556 | 0
5135 | 14.504 | 0 | 0 | 0 | 337.628 | 14.504 | 0
5136 | 10.595 | 0 | 0 | 0 | 337.628 | 10.595 | 0
5137 | 12.804 | 0 | 0 | 0 | 337.628 | 12.804 | 0
5138 | 16.867 | 0 | 0 | 0 | 337.628 | 16.867 | 0
5139 | 18.073 | 0 | 0 | 0 | 337.628 | 18.073 | 0
5140 | 17.728 | 0 | 0 | 0 | 337.628 | 17.728 | 0
5141 | 27.164 | 0 | 0 | 4.655 | 332.779 | 31.586 | 0
5142 | 27.164 | 0 | 0 | 44.889 | 286.019 | 69.809 | 0
5143 | 27.164 | 3.716 | 0 | 104.754 | 176.9 | 130.211 | 0
5144 | 27.164 | 31.352 | 0 | 121.461 | 50.378 | 172.336 | 0
5145 | 27.164 | 81.216 | 0 | 48.363 | 0 | 150.264 | 0
5146 | 0 | 161.408 | 0 | 0 | 0 | 75.439 | 77.899
5147 | 0 | 248.534 | 51.731 | 0 | 49.662 | 45.342 | 141.62
5148 | 0 | 256.075 | 215.534 | 0 | 256.575 | 38.514 | 0
5149 | 0 | 280.009 | 238.298 | 0 | 485.341 | 39.625 | 0
5150 | 0 | 264.302 | 216.698 | 0 | 693.371 | 45.224 | 0
5151 | 0 | 240.791 | 175.71 | 0 | 862.053 | 61.827 | 0
5152 | 0 | 202.756 | 121.042 | 0 | 978.253 | 77.629 | 0
5153 | 0 | 154.538 | 34.522 | 0 | 1011.394 | 114.015 | 0
5154 | 0 | 56.868 | 0 | 134.899 | 870.874 | 182.178 | 0
5155 | 0 | 3.627 | 0 | 201.588 | 660.887 | 194.954 | 0
5156 | 0 | 0 | 0 | 163.184 | 490.904 | 155.025 | 0
5157 | 0 | 0 | 0 | 94.877 | 392.074 | 90.133 | 0
5158 | 16.451 | 0 | 0 | 22.545 | 368.59 | 37.869 | 0
5159 | 0 | 0 | 0 | 18.754 | 349.055 | 17.816 | 0
5160 | 0 | 0 | 0 | 10.919 | 337.681 | 10.373 | 0
5161 | 0 | 0 | 0 | 14.413 | 322.668 | 13.692 | 0
5162 | 0 | 0 | 0 | 14.921 | 307.125 | 14.175 | 0
5163 | 0 | 0 | 0 | 14.362 | 292.164 | 13.644 | 0
5164 | 20.9 | 0 | 0 | 0 | 292.164 | 20.9 | 0
5165 | 0 | 0 | 0 | 49.856 | 240.231 | 47.363 | 0
5166 | 0 | 0 | 0 | 84.408 | 152.305 | 80.188 | 0
5167 | 27.164 | 3.822 | 0 | 79.511 | 69.482 | 106.33 | 0
5168 | 27.164 | 22.567 | 0 | 66.68 | 0.023 | 111.948 | 0
5169 | 6.707 | 93.526 | 0 | 0 | 0.023 | 95.556 | 0
5170 | 0 | 161.951 | 79.312 | 0 | 76.163 | 78.507 | 0
5171 | 0 | 212.132 | 136.612 | 0 | 207.311 | 71.744 | 0
5172 | 0 | 274.879 | 198.069 | 0 | 397.457 | 72.969 | 0
5173 | 0 | 290.564 | 223.773 | 0 | 612.279 | 63.452 | 0
5174 | 0 | 306.411 | 220.067 | 0 | 823.543 | 82.027 | 0
5175 | 0 | 241.681 | 148.072 | 0 | 965.692 | 88.929 | 0
5176 | 0 | 165.758 | 47.606 | 0 | 1011.394 | 112.244 | 0
5177 | 0 | 117.166 | 0 | 28.405 | 981.805 | 138.292 | 0
5178 | 0 | 50.109 | 0 | 105.275 | 872.144 | 147.615 | 0
5179 | 0 | 4.176 | 0 | 132.732 | 733.882 | 130.063 | 0
5180 | 0 | 0 | 0 | 113.846 | 615.292 | 108.154 | 0
5181 | 0 | 0 | 0 | 69.778 | 542.607 | 66.289 | 0
5182 | 0 | 0 | 0 | 34.573 | 506.593 | 32.844 | 0
5183 | 0 | 0 | 0 | 21.021 | 484.696 | 19.97 | 0
5184 | 0 | 0 | 0 | 10.292 | 473.976 | 9.777 | 0
5185 | 0 | 0 | 0 | 14.294 | 459.086 | 13.58 | 0
5186 | 0 | 0 | 0 | 19.447 | 438.829 | 18.475 | 0
5187 | 0 | 0 | 0 | 13.62 | 424.641 | 12.939 | 0
5188 | 0 | 0 | 0 | 16.522 | 407.43 | 15.696 | 0
5189 | 0 | 0 | 0 | 32.742 | 373.324 | 31.105 | 0
5190 | 0 | 0 | 0 | 76.612 | 293.52 | 72.781 | 0
5191 | 0 | 6.14 | 0 | 96.244 | 193.266 | 97.264 | 0
5192 | 0 | 38.874 | 0 | 90.707 | 98.779 | 123.102 | 0
5193 | 0 | 112.913 | 0 | 2.771 | 95.892 | 109.9 | 0
5194 | 0 | 163.198 | 62.139 | 0 | 155.546 | 96.006 | 0
5195 | 0 | 231.391 | 156.562 | 0 | 305.845 | 71.088 | 0
5196 | 0 | 200.007 | 120.229 | 0 | 421.265 | 75.789 | 0
5197 | 0 | 271.605 | 198.025 | 0 | 611.369 | 69.901 | 0
5198 | 0 | 298.208 | 213.303 | 0 | 816.14 | 80.659 | 0
5199 | 0 | 156.873 | 66.613 | 0 | 880.088 | 85.747 | 0
5200 | 0 | 140.342 | 25.898 | 0 | 904.949 | 108.722 | 0
5201 | 0 | 64.832 | 0 | 66.012 | 836.187 | 124.302 | 0
5202 | 0 | 36.635 | 0 | 106.498 | 725.251 | 135.976 | 0
5203 | 0 | 4.975 | 0 | 138.182 | 581.311 | 135.999 | 0
5204 | 0 | 0 | 0 | 126.649 | 449.386 | 120.316 | 0
5205 | 0 | 0 | 0 | 71.775 | 374.62 | 68.186 | 0
5206 | 0 | 0 | 0 | 36.547 | 336.55 | 34.72 | 0
5207 | 0 | 0 | 0 | 16.09 | 319.79 | 15.286 | 0
5208 | 0 | 0 | 0 | 10.227 | 309.137 | 9.715 | 0
5209 | 15.36 | 0 | 0 | 0 | 309.137 | 15.36 | 0
5210 | 13.868 | 0 | 0 | 0 | 309.137 | 13.868 | 0
5211 | 15.857 | 0 | 0 | 0 | 309.137 | 15.857 | 0
5212 | 7.983 | 0 | 0 | 19.337 | 288.994 | 26.353 | 0
5213 | 27.164 | 0 | 0 | 13.432 | 275.003 | 39.924 | 0
5214 | 27.164 | 0 | 0 | 41.766 | 231.496 | 66.842 | 0
5215 | 27.164 | 5.785 | 0 | 95.498 | 132.019 | 123.383 | 0
5216 | 27.164 | 32.828 | 0 | 123.432 | 3.445 | 175.611 | 0
5217 | 27.164 | 104.897 | 0 | 3.307 | 0 | 129.957 | 0
5218 | 0 | 209.759 | 0 | 0 | 0 | 72.608 | 126.664
5219 | 0 | 246.552 | 15.737 | 0 | 15.107 | 44.575 | 174.699
5220 | 0 | 290.97 | 60.155 | 0 | 72.856 | 42.887 | 176.388
5221 | 0 | 313.868 | 218.436 | 0 | 282.554 | 42.525 | 48.136
5222 | 0 | 332.658 | 277.2 | 0 | 548.666 | 52.685 | 0
5223 | 0 | 305.337 | 238.675 | 0 | 777.794 | 63.329 | 0
5224 | 0 | 266.435 | 178.305 | 0 | 948.967 | 83.724 | 0
5225 | 0 | 182.28 | 65.028 | 0 | 1011.394 | 111.389 | 0
5226 | 0 | 64.065 | 0 | 103.495 | 903.586 | 159.182 | 0
5227 | 0 | 5.685 | 0 | 183.012 | 712.949 | 179.262 | 0
5228 | 0 | 0 | 0 | 155.748 | 550.712 | 147.96 | 0
5229 | 0 | 0 | 0 | 93.44 | 453.378 | 88.768 | 0
5230 | 0 | 0 | 0 | 36.521 | 415.336 | 34.695 | 0
5231 | 0 | 0 | 0 | 15.78 | 398.898 | 14.991 | 0
5232 | 0 | 0 | 0 | 11.194 | 387.238 | 10.634 | 0
5233 | 0 | 0 | 0 | 13.585 | 373.087 | 12.906 | 0
5234 | 0 | 0 | 0 | 15.097 | 357.361 | 14.342 | 0
5235 | 0 | 0 | 0 | 20.91 | 335.58 | 19.864 | 0
5236 | 0 | 0 | 0 | 18.875 | 315.918 | 17.931 | 0
5237 | 27.064 | 0 | 0 | 1.924 | 313.914 | 28.892 | 0
5238 | 0 | 0 | 0 | 71.577 | 239.354 | 67.998 | 0
5239 | 27.164 | 4.222 | 0 | 102.066 | 133.036 | 128.137 | 0
5240 | 27.164 | 26.091 | 0 | 114.053 | 14.23 | 160.301 | 0
5241 | 27.164 | 93.756 | 0 | 13.661 | 0 | 129.21 | 0
5242 | 0 | 144.24 | 0 | 0 | 0 | 68.825 | 68.204
5243 | 0 | 160.537 | 0 | 0 | 0 | 42.878 | 109.632
5244 | 0 | 253.217 | 22.403 | 0 | 21.506 | 33.783 | 185.491
5245 | 0 | 284.48 | 230.504 | 0 | 242.79 | 42.212 | 9.065
5246 | 0 | 325.321 | 272.826 | 0 | 504.704 | 49.87 | 0
5247 | 0 | 338.475 | 277.764 | 0 | 771.357 | 57.675 | 0
5248 | 0 | 268.82 | 188.54 | 0 | 952.355 | 76.266 | 0
5249 | 0 | 187.088 | 61.499 | 0 | 1011.394 | 119.31 | 0
5250 | 0 | 77.621 | 0 | 105.753 | 901.235 | 174.205 | 0
5251 | 0 | 4.753 | 0 | 204.786 | 687.916 | 199.062 | 0
5252 | 0 | 0 | 0 | 168.746 | 512.138 | 160.309 | 0
5253 | 0 | 0 | 0 | 101.127 | 406.798 | 96.071 | 0
5254 | 0 | 0 | 0 | 42.883 | 362.128 | 40.738 | 0
5255 | 0 | 0 | 0 | 22.586 | 338.601 | 21.457 | 0
5256 | 0 | 0 | 0 | 12.294 | 325.795 | 11.68 | 0
5257 | 0 | 0 | 0 | 12.638 | 312.63 | 12.006 | 0
5258 | 0 | 0 | 0 | 16.342 | 295.607 | 15.525 | 0
5259 | 0 | 0 | 0 | 17.255 | 277.633 | 16.392 | 0
5260 | 1.134 | 0 | 0 | 22.001 | 254.715 | 22.035 | 0
5261 | 27.164 | 0 | 0 | 3.975 | 250.575 | 30.94 | 0
5262 | 27.164 | 0 | 0 | 42.527 | 206.276 | 67.564 | 0
5263 | 27.164 | 6.603 | 0 | 107.951 | 93.827 | 135.991 | 0
5264 | 27.164 | 49.543 | 0 | 90.074 | 0 | 159.8 | 0
5265 | 26.124 | 114.24 | 0 | 0 | 0 | 134.653 | 0
5266 | 0 | 179.303 | 0 | 0 | 0 | 79.734 | 90.604
5267 | 0 | 207.683 | 70.12 | 0 | 67.315 | 40.597 | 90.087
5268 | 0 | 179.206 | 144.243 | 0 | 205.788 | 33.216 | 0
5269 | 0 | 249.583 | 208.932 | 0 | 406.363 | 38.618 | 0
5270 | 0 | 276.509 | 224.312 | 0 | 621.703 | 49.586 | 0
5271 | 0 | 276.466 | 209.705 | 0 | 823.02 | 63.422 | 0
5272 | 0 | 236.613 | 144.821 | 0 | 962.049 | 87.202 | 0
5273 | 0 | 159.603 | 51.401 | 0 | 1011.394 | 102.792 | 0
5274 | 0 | 63.506 | 0 | 109.002 | 897.851 | 163.882 | 0
5275 | 0 | 3.841 | 0 | 185.365 | 704.762 | 179.746 | 0
5276 | 0 | 0 | 0 | 146.621 | 552.031 | 139.29 | 0
5277 | 0 | 0 | 0 | 92.017 | 456.181 | 87.416 | 0
5278 | 0 | 0 | 0 | 40.263 | 414.24 | 38.25 | 0
5279 | 0 | 0 | 0 | 18.401 | 395.073 | 17.481 | 0
5280 | 0 | 0 | 0 | 12.879 | 381.657 | 12.235 | 0
5281 | 0 | 0 | 0 | 13.462 | 367.634 | 12.789 | 0
5282 | 0 | 0 | 0 | 13.067 | 354.022 | 12.413 | 0
5283 | 13.629 | 0 | 0 | 3.771 | 350.094 | 17.212 | 0
5284 | 18.413 | 0 | 0 | 0 | 350.094 | 18.413 | 0
5285 | 0 | 0 | 0 | 33.08 | 315.636 | 31.426 | 0
5286 | 0 | 0 | 0 | 69.131 | 243.625 | 65.674 | 0
5287 | 27.164 | 3.813 | 0 | 104.706 | 134.556 | 130.258 | 0
5288 | 27.164 | 34.917 | 0 | 118.326 | 11.299 | 172.745 | 0
5289 | 27.164 | 96.046 | 0 | 10.847 | 0 | 128.712 | 0
5290 | 0 | 141.545 | 67.281 | 0 | 64.59 | 70.551 | 0
5291 | 0 | 179.675 | 135.732 | 0 | 194.893 | 41.746 | 0
5292 | 0 | 228.124 | 187.572 | 0 | 374.962 | 38.525 | 0
5293 | 0 | 202.633 | 159.202 | 0 | 527.796 | 41.259 | 0
5294 | 0 | 255.468 | 206.824 | 0 | 726.347 | 46.212 | 0
5295 | 0 | 219.339 | 170.549 | 0 | 890.073 | 46.35 | 0
5296 | 0 | 153.427 | 80.523 | 0 | 967.375 | 69.259 | 0
5297 | 0 | 114.431 | 0.645 | 0 | 967.995 | 108.096 | 0
5298 | 0 | 55.099 | 0 | 116.949 | 846.173 | 163.446 | 0
5299 | 0 | 6.654 | 0 | 163.125 | 676.252 | 161.29 | 0
5300 | 0 | 0 | 0 | 154.246 | 515.579 | 146.534 | 0
5301 | 0 | 0 | 0 | 93.577 | 418.103 | 88.898 | 0
5302 | 27.164 | 0 | 0 | 21.084 | 396.14 | 47.193 | 0
5303 | 0 | 0 | 0 | 16.98 | 378.452 | 16.131 | 0
5304 | 0 | 0 | 0 | 12.212 | 365.731 | 11.602 | 0
5305 | 0 | 0 | 0 | 13.936 | 351.215 | 13.239 | 0
5306 | 0 | 0 | 0 | 14.956 | 335.635 | 14.208 | 0
5307 | 0 | 0 | 0 | 15.283 | 319.716 | 14.519 | 0
5308 | 0 | 0 | 0 | 17.36 | 301.633 | 16.492 | 0
5309 | 27.164 | 0 | 0 | 10.083 | 291.13 | 36.742 | 0
5310 | 26.436 | 0 | 0 | 49.506 | 239.562 | 73.467 | 0
5311 | 27.164 | 4.322 | 0 | 125.784 | 108.537 | 150.764 | 0
5312 | 27.164 | 37.797 | 0 | 104.195 | 0 | 162.056 | 0
5313 | 11.82 | 105.122 | 0 | 0 | 0 | 111.686 | 0
5314 | 0 | 171.081 | 0 | 0 | 0 | 67.34 | 95.187
5315 | 0 | 243.667 | 12.852 | 0 | 12.338 | 38.112 | 181.162
5316 | 0 | 263.261 | 42.774 | 0 | 53.401 | 31.576 | 177.886
5317 | 0 | 294.685 | 243.091 | 0 | 286.768 | 49.014 | 0
5318 | 0 | 268.811 | 219.614 | 0 | 497.597 | 46.738 | 0
5319 | 0 | 336.681 | 276.342 | 0 | 762.886 | 57.322 | 0
5320 | 0 | 272.952 | 186.417 | 0 | 941.846 | 82.208 | 0
5321 | 0 | 187.493 | 72.445 | 0 | 1011.394 | 109.295 | 0
5322 | 27.164 | 73.892 | 0 | 63.217 | 945.543 | 157.417 | 0
5323 | 27.164 | 5.655 | 0 | 160.367 | 778.494 | 184.885 | 0
5324 | 27.164 | 0 | 0 | 125.389 | 647.88 | 146.283 | 0
5325 | 27.164 | 0 | 0 | 64.086 | 581.124 | 88.046 | 0
5326 | 27.164 | 0 | 0 | 4.81 | 576.113 | 31.733 | 0
5327 | 19.328 | 0 | 0 | 0 | 576.113 | 19.328 | 0
5328 | 11.204 | 0 | 0 | 0 | 576.113 | 11.204 | 0
5329 | 12.512 | 0 | 0 | 0 | 576.113 | 12.512 | 0
5330 | 11.999 | 0 | 0 | 0 | 576.113 | 11.999 | 0
5331 | 13.14 | 0 | 0 | 0 | 576.113 | 13.14 | 0
5332 | 20.665 | 0 | 0 | 0 | 576.113 | 20.665 | 0
5333 | 27.164 | 0 | 0 | 12.179 | 563.426 | 38.734 | 0
5334 | 27.164 | 0 | 0 | 56.709 | 504.354 | 81.037 | 0
5335 | 27.164 | 2.109 | 0 | 84.946 | 415.869 | 109.867 | 0
5336 | 27.164 | 19.926 | 0 | 87.149 | 325.088 | 128.885 | 0
5337 | 27.164 | 63.67 | 0 | 17.116 | 307.259 | 103.911 | 0
5338 | 27.164 | 87.048 | 40.201 | 0 | 345.851 | 71.669 | 0
5339 | 27.164 | 105.582 | 63.879 | 0 | 407.175 | 66.782 | 0
5340 | 27.164 | 153.619 | 112.665 | 0 | 515.333 | 66.07 | 0
5341 | 27.164 | 141.744 | 98.603 | 0 | 609.992 | 68.148 | 0
5342 | 27.164 | 117.809 | 64.625 | 0 | 672.032 | 77.689 | 0
5343 | 27.164 | 114.603 | 43.441 | 0 | 713.736 | 94.768 | 0
5344 | 27.164 | 104.888 | 25.712 | 0 | 738.42 | 102.381 | 0
5345 | 27.164 | 91.812 | 0 | 7.962 | 730.125 | 121.95 | 0
5346 | 27.164 | 25.549 | 0 | 118.763 | 606.414 | 164.26 | 0
5347 | 27.164 | 2.387 | 0 | 142.639 | 457.832 | 164.939 | 0
5348 | 27.164 | 0 | 0 | 77.812 | 376.777 | 101.085 | 0
5349 | 27.164 | 0 | 0 | 30.769 | 344.726 | 56.395 | 0
5350 | 27.164 | 0 | 0 | 7.173 | 337.254 | 33.978 | 0
5351 | 16.152 | 0 | 0 | 0 | 337.254 | 16.152 | 0
5352 | 10.803 | 0 | 0 | 0 | 337.254 | 10.803 | 0
5353 | 13.584 | 0 | 0 | 0 | 337.254 | 13.584 | 0
5354 | 11.96 | 0 | 0 | 0 | 337.254 | 11.96 | 0
5355 | 14.028 | 0 | 0 | 0 | 337.254 | 14.028 | 0
5356 | 20.768 | 0 | 0 | 0 | 337.254 | 20.768 | 0
5357 | 27.164 | 0 | 0 | 2.262 | 334.898 | 29.313 | 0
5358 | 27.164 | 0 | 0 | 43.985 | 289.08 | 68.949 | 0
5359 | 27.164 | 3.705 | 0 | 82.282 | 203.37 | 108.851 | 0
5360 | 27.164 | 19.138 | 0 | 81.305 | 118.678 | 122.584 | 0
5361 | 27.164 | 67.826 | 0 | 24.122 | 93.551 | 114.514 | 0
5362 | 27.164 | 105.116 | 46.492 | 0 | 138.183 | 82.856 | 0
5363 | 27.164 | 148.677 | 102.414 | 0 | 236.501 | 71.113 | 0
5364 | 27.164 | 157.534 | 111.814 | 0 | 343.842 | 70.597 | 0
5365 | 27.164 | 149.124 | 99.557 | 0 | 439.417 | 74.252 | 0
5366 | 27.164 | 173.372 | 136.438 | 0 | 570.398 | 62.251 | 0
5367 | 27.164 | 74.668 | 31.632 | 0 | 600.765 | 68.048 | 0
5368 | 27.164 | 73.41 | 6.002 | 0 | 606.527 | 91.201 | 0
5369 | 27.164 | 44.961 | 0 | 68.64 | 535.027 | 135.085 | 0
5370 | 27.164 | 40.824 | 0 | 94.583 | 436.502 | 157.927 | 0
5371 | 27.164 | 3.09 | 0 | 114.803 | 316.916 | 139.162 | 0
5372 | 27.164 | 0 | 0 | 86.707 | 226.596 | 109.535 | 0
5373 | 27.164 | 0 | 0 | 23.144 | 202.487 | 61.439 | 0
5374 | 27.164 | 0 | 0 | 6.479 | 195.739 | 33.319 | 0
5375 | 20.617 | 0 | 0 | 0 | 195.739 | 20.617 | 0
5376 | 11.064 | 0 | 0 | 0 | 195.739 | 11.064 | 0
5377 | 13.311 | 0 | 0 | 0 | 195.739 | 13.311 | 0
5378 | 13.195 | 0 | 0 | 0 | 195.739 | 13.195 | 0
5379 | 15.082 | 0 | 0 | 0 | 195.739 | 15.082 | 0
5380 | 20.491 | 0 | 0 | 0 | 195.739 | 20.491 | 0
5381 | 27.164 | 0 | 0 | 0 | 195.739 | 33.315 | 0
5382 | 27.164 | 0 | 0 | 21.23 | 173.624 | 59.165 | 0
5383 | 27.164 | 4.611 | 0 | 83.582 | 86.56 | 138.683 | 0
5384 | 27.164 | 31.597 | 0 | 71.769 | 11.8 | 156.702 | 0
5385 | 27.164 | 76.859 | 0 | 11.328 | 0 | 138.678 | 0
5386 | 27.164 | 127.208 | 87.588 | 0 | 84.084 | 64.803 | 0
5387 | 11.834 | 140.121 | 116.415 | 0 | 195.842 | 34.355 | 0
5388 | 27.164 | 221.752 | 215.506 | 0 | 402.728 | 33.098 | 0
5389 | 27.164 | 213.447 | 198.431 | 0 | 593.221 | 41.429 | 0
5390 | 27.164 | 213.915 | 196.947 | 0 | 782.29 | 43.284 | 0
5391 | 27.164 | 164.742 | 141.688 | 0 | 918.31 | 49.065 | 0
5392 | 27.164 | 147.028 | 88.259 | 0 | 1003.039 | 82.994 | 0
5393 | 27.164 | 103.74 | 8.703 | 0 | 1011.394 | 117.448 | 0
5394 | 27.164 | 41.165 | 0 | 119.551 | 886.862 | 179.843 | 0
5395 | 27.164 | 5.599 | 0 | 161.919 | 718.196 | 186.306 | 0
5396 | 27.164 | 0 | 0 | 127.821 | 585.05 | 148.594 | 0
5397 | 27.164 | 0 | 0 | 70.638 | 511.468 | 94.27 | 0
5398 | 27.164 | 0 | 0 | 6.21 | 505 | 33.063 | 0
5399 | 20.958 | 0 | 0 | 0 | 505 | 20.958 | 0
5400 | 10.057 | 0 | 0 | 0 | 505 | 10.057 | 0
5401 | 15.105 | 0 | 0 | 0 | 505 | 15.105 | 0
5402 | 14.113 | 0 | 0 | 0 | 505 | 14.113 | 0
5403 | 16.093 | 0 | 0 | 0 | 505 | 16.093 | 0
5404 | 18.229 | 0 | 0 | 0 | 505 | 18.229 | 0
5405 | 27.164 | 0 | 0 | 14.118 | 490.294 | 40.575 | 0
5406 | 27.164 | 0 | 0 | 53.422 | 434.646 | 77.914 | 0
5407 | 27.164 | 0.673 | 0 | 132.368 | 296.763 | 153.552 | 0
5408 | 27.164 | 1.515 | 0 | 138.838 | 152.14 | 160.5 | 0
5409 | 27.164 | 13.734 | 0 | 67.342 | 81.992 | 104.186 | 0
5410 | 27.164 | 43.655 | 11.82 | 0 | 93.34 | 57.407 | 0
5411 | 27.164 | 207.04 | 193.241 | 0 | 278.851 | 40.273 | 0
5412 | 27.164 | 115.377 | 105.766 | 0 | 380.387 | 36.294 | 0
5413 | 27.164 | 124.75 | 110.939 | 0 | 486.888 | 40.284 | 0
5414 | 27.164 | 149.826 | 129.565 | 0 | 611.27 | 46.412 | 0
5415 | 27.164 | 88.64 | 49.959 | 0 | 659.231 | 63.911 | 0
5416 | 27.164 | 85.948 | 28.011 | 0 | 686.121 | 82.205 | 0
5417 | 27.164 | 123.026 | 35.471 | 0 | 720.173 | 110.341 | 0
5418 | 27.164 | 33.978 | 0 | 111.54 | 603.985 | 165.406 | 0
5419 | 27.164 | 2.217 | 0 | 160.721 | 436.568 | 186.527 | 0
5420 | 27.164 | 0 | 0 | 127.979 | 303.256 | 148.744 | 0
5421 | 27.164 | 0 | 0 | 71.783 | 228.482 | 95.358 | 0
5422 | 27.164 | 0 | 0 | 0.356 | 228.111 | 34.377 | 0
5423 | 13.849 | 0 | 0 | 0 | 228.111 | 13.849 | 0
5424 | 10.733 | 0 | 0 | 0 | 228.111 | 10.733 | 0
5425 | 13.272 | 0 | 0 | 0 | 228.111 | 13.272 | 0
5426 | 14.719 | 0 | 0 | 0 | 228.111 | 14.719 | 0
5427 | 14.209 | 0 | 0 | 0 | 228.111 | 14.209 | 0
5428 | 18.386 | 0 | 0 | 0 | 228.111 | 18.386 | 0
5429 | 27.164 | 0 | 0 | 1.076 | 226.99 | 35.233 | 0
5430 | 27.164 | 0 | 0 | 36.01 | 189.48 | 76.716 | 0
5431 | 27.164 | 1.389 | 0 | 71.138 | 115.378 | 120.08 | 0
5432 | 27.164 | 5.95 | 0 | 82.26 | 29.69 | 138.704 | 0
5433 | 27.164 | 40.894 | 0 | 28.503 | 0 | 116.363 | 0
5434 | 0 | 96.797 | 31.328 | 0 | 30.075 | 62.196 | 0
5435 | 10.777 | 136.79 | 103.401 | 0 | 129.339 | 42.497 | 0
5436 | 0 | 125.439 | 81.719 | 0 | 207.79 | 41.534 | 0
5437 | 27.164 | 218.264 | 203.858 | 0 | 403.493 | 40.85 | 0
5438 | 27.164 | 152.706 | 142.799 | 0 | 540.58 | 36.575 | 0
5439 | 27.164 | 175.122 | 143.623 | 0 | 678.458 | 57.088 | 0
5440 | 27.164 | 110.555 | 64.098 | 0 | 739.992 | 71.299 | 0
5441 | 27.164 | 60.642 | 0 | 20.625 | 718.507 | 104.367 | 0
5442 | 27.164 | 25.205 | 0 | 104.727 | 609.417 | 150.599 | 0
5443 | 27.164 | 3.01 | 0 | 143.446 | 459.994 | 166.297 | 0
5444 | 27.164 | 0 | 0 | 123.631 | 331.211 | 144.614 | 0
5445 | 27.164 | 0 | 0 | 66.162 | 262.293 | 90.017 | 0
5446 | 27.164 | 0 | 0 | 23.323 | 237.998 | 49.321 | 0
5447 | 22.069 | 0 | 0 | 0 | 237.998 | 22.069 | 0
5448 | 9.456 | 0 | 0 | 0 | 237.998 | 9.456 | 0
5449 | 10.953 | 0 | 0 | 0 | 237.998 | 10.953 | 0
5450 | 11.126 | 0 | 0 | 0 | 237.998 | 11.126 | 0
5451 | 12.104 | 0 | 0 | 0 | 237.998 | 12.104 | 0
5452 | 17.166 | 0 | 0 | 0 | 237.998 | 17.166 | 0
5453 | 27.164 | 0 | 0 | 1.337 | 236.605 | 28.433 | 0
5454 | 27.164 | 0 | 0 | 41.376 | 193.505 | 66.471 | 0
5455 | 27.164 | 4.45 | 0 | 102.748 | 86.476 | 129.002 | 0
5456 | 27.164 | 37.768 | 0 | 83.017 | 0 | 141.91 | 0
5457 | 22.669 | 103.086 | 0 | 0 | 0 | 120.6 | 0
5458 | 0 | 184.614 | 0 | 0 | 0 | 66.744 | 108.639
5459 | 0 | 266.106 | 35.291 | 0 | 33.879 | 42.534 | 176.741
5460 | 0 | 334.562 | 159.787 | 0 | 187.275 | 32.465 | 133.571
5461 | 0 | 304.879 | 263.697 | 0 | 440.423 | 39.123 | 0
5462 | 0 | 279.8 | 225.037 | 0 | 656.459 | 52.025 | 0
5463 | 0 | 260.787 | 210.415 | 0 | 858.458 | 47.853 | 0
5464 | 0 | 204.368 | 134.32 | 0 | 987.405 | 66.546 | 0
5465 | 0 | 156.22 | 24.988 | 0 | 1011.394 | 124.671 | 0
5466 | 0 | 62.23 | 0 | 119.98 | 886.415 | 173.099 | 0
5467 | 0 | 5.244 | 0 | 204.721 | 673.164 | 199.467 | 0
5468 | 27.164 | 0 | 0 | 132.214 | 535.442 | 152.767 | 0
5469 | 0 | 0 | 0 | 106.767 | 424.226 | 101.428 | 0
5470 | 0 | 0 | 0 | 41.227 | 381.281 | 39.166 | 0
5471 | 0 | 0 | 0 | 14.187 | 366.503 | 13.478 | 0
5472 | 0 | 0 | 0 | 11.075 | 354.967 | 10.521 | 0
5473 | 11.125 | 0 | 0 | 0 | 354.967 | 11.125 | 0
5474 | 0 | 0 | 0 | 14.012 | 340.371 | 13.311 | 0
5475 | 14.085 | 0 | 0 | 0 | 340.371 | 14.085 | 0
5476 | 0 | 0 | 0 | 20.615 | 318.897 | 19.584 | 0
5477 | 2.103 | 0 | 0 | 38.876 | 278.401 | 39.035 | 0
5478 | 27.164 | 0 | 0 | 46.462 | 230.003 | 71.302 | 0
5479 | 27.164 | 4.243 | 0 | 100.916 | 124.883 | 127.065 | 0
5480 | 27.164 | 29.43 | 0 | 119.888 | 0 | 169.015 | 0
5481 | 22.295 | 120.062 | 0 | 0 | 0 | 136.354 | 0
5482 | 0 | 224.056 | 0 | 0 | 0 | 81.378 | 131.476
5483 | 0 | 292.682 | 61.867 | 0 | 59.392 | 49.553 | 169.721
5484 | 0 | 350.219 | 119.404 | 0 | 174.02 | 34.125 | 185.149
5485 | 0 | 306.286 | 207.155 | 0 | 372.888 | 38.755 | 55.419
5486 | 0 | 314.88 | 84.065 | 0 | 453.59 | 46.319 | 172.955
5487 | 0 | 329.986 | 277.219 | 0 | 719.72 | 50.129 | 0
5488 | 0 | 287.634 | 210.567 | 0 | 921.864 | 73.214 | 0
5489 | 0 | 203.089 | 93.26 | 0 | 1011.394 | 104.338 | 0
5490 | 0 | 74.355 | 0 | 100.466 | 906.742 | 166.08 | 0
5491 | 0 | 4.321 | 0 | 193.495 | 705.185 | 187.925 | 0
5492 | 0 | 0 | 0 | 164.535 | 533.794 | 156.308 | 0
5493 | 0 | 0 | 0 | 90.983 | 439.02 | 86.434 | 0
5494 | 0 | 0 | 0 | 36.451 | 401.05 | 34.629 | 0
5495 | 0 | 0 | 0 | 17.169 | 383.166 | 16.311 | 0
5496 | 0 | 0 | 0 | 10.638 | 372.084 | 10.106 | 0
5497 | 0 | 0 | 0 | 12.206 | 359.37 | 11.595 | 0
5498 | 0 | 0 | 0 | 14.098 | 344.684 | 13.393 | 0
5499 | 0 | 0 | 0 | 16.982 | 326.994 | 16.133 | 0
5500 | 0 | 0 | 0 | 24.989 | 300.963 | 23.74 | 0
5501 | 0 | 0 | 0 | 43.095 | 256.073 | 40.94 | 0
5502 | 0 | 0 | 0 | 74.295 | 178.683 | 70.58 | 0
5503 | 9.149 | 4.341 | 0 | 91.37 | 83.505 | 100.075 | 0
5504 | 0 | 42.637 | 0 | 80.165 | 0 | 116.662 | 0
5505 | 0 | 130.579 | 25.759 | 0 | 24.729 | 99.579 | 0
5506 | 0 | 241.441 | 157.912 | 0 | 176.325 | 79.353 | 0
5507 | 0 | 251.792 | 169.228 | 0 | 338.783 | 78.436 | 0
5508 | 0 | 297.062 | 222.633 | 0 | 552.511 | 70.708 | 0
5509 | 0 | 193.028 | 121.311 | 0 | 668.97 | 68.131 | 0
5510 | 0 | 172.699 | 91.501 | 0 | 756.811 | 77.137 | 0
5511 | 0 | 68.529 | 0 | 24.902 | 730.872 | 88.759 | 0
5512 | 0 | 123.831 | 15.811 | 0 | 746.05 | 102.619 | 0
5513 | 0 | 53.965 | 0 | 74.529 | 668.415 | 122.07 | 0
5514 | 0 | 24.773 | 0 | 123.258 | 540.021 | 140.63 | 0
5515 | 27.164 | 1.026 | 0 | 115.709 | 419.491 | 138.062 | 0
5516 | 0 | 0 | 0 | 97.7 | 317.719 | 92.815 | 0
5517 | 9.812 | 0 | 0 | 53.223 | 262.278 | 60.375 | 0
5518 | 27.164 | 0 | 0 | 5.893 | 256.139 | 32.762 | 0
5519 | 0 | 0 | 0 | 19.613 | 235.709 | 18.633 | 0
5520 | 13.522 | 0 | 0 | 0 | 235.709 | 13.522 | 0
5521 | 11.106 | 0 | 0 | 0 | 235.709 | 11.106 | 0
5522 | 13.917 | 0 | 0 | 0 | 235.709 | 13.917 | 0
5523 | 16.14 | 0 | 0 | 0 | 235.709 | 16.14 | 0
5524 | 15.983 | 0 | 0 | 0 | 235.709 | 15.983 | 0
5525 | 27.164 | 0 | 0 | 6.515 | 228.923 | 33.353 | 0
5526 | 27.164 | 0 | 0 | 46.305 | 180.688 | 71.154 | 0
5527 | 27.164 | 2.971 | 0 | 84.059 | 93.126 | 109.843 | 0
5528 | 27.164 | 25.005 | 0 | 64.421 | 26.021 | 112.118 | 0
5529 | 27.164 | 61.305 | 0 | 24.98 | 0 | 109.134 | 0
5530 | 0 | 118.461 | 37.683 | 0 | 36.176 | 76.739 | 0
5531 | 0 | 143.19 | 73.705 | 0 | 106.933 | 66.011 | 0
5532 | 0 | 213.434 | 127.208 | 0 | 229.053 | 81.915 | 0
5533 | 0 | 280.687 | 196.55 | 0 | 417.741 | 79.93 | 0
5534 | 0 | 271.369 | 186.701 | 0 | 596.973 | 80.435 | 0
5535 | 0 | 284.193 | 196.402 | 0 | 785.519 | 83.401 | 0
5536 | 0 | 199.769 | 80.854 | 0 | 863.139 | 112.969 | 0
5537 | 0 | 146.26 | 6.485 | 0 | 869.364 | 132.787 | 0
5538 | 0 | 66.077 | 0 | 94.345 | 771.088 | 152.4 | 0
5539 | 0 | 5.144 | 0 | 134.915 | 630.551 | 133.057 | 0
5540 | 0 | 0 | 0 | 119.184 | 506.401 | 113.225 | 0
5541 | 0 | 0 | 0 | 70.04 | 433.444 | 66.538 | 0
5542 | 0 | 0 | 0 | 34.272 | 397.743 | 32.559 | 0
5543 | 0 | 0 | 0 | 18.05 | 378.941 | 17.147 | 0
5544 | 0 | 0 | 0 | 9.409 | 369.14 | 8.939 | 0
5545 | 0 | 0 | 0 | 11.408 | 357.256 | 10.838 | 0
5546 | 0 | 0 | 0 | 12.337 | 344.405 | 11.72 | 0
5547 | 0 | 0 | 0 | 14.432 | 329.371 | 13.711 | 0
5548 | 0 | 0 | 0 | 16.757 | 311.916 | 15.92 | 0
5549 | 0 | 0 | 0 | 28.703 | 282.017 | 27.268 | 0
5550 | 0 | 0 | 0 | 65.251 | 214.046 | 61.989 | 0
5551 | 27.164 | 3.593 | 0 | 107.056 | 102.529 | 132.281 | 0
5552 | 23.538 | 29.22 | 0 | 98.428 | 0 | 144.804 | 0
5553 | 2.531 | 119.913 | 0 | 0 | 0 | 116.449 | 0
5554 | 0 | 182.756 | 0 | 0 | 0 | 58.283 | 115.336
5555 | 0 | 259.227 | 28.412 | 0 | 27.275 | 39.338 | 179.936
5556 | 0 | 269.482 | 62.336 | 0 | 87.118 | 35.643 | 161.145
5557 | 0 | 338.257 | 299.094 | 0 | 374.249 | 37.205 | 0
5558 | 0 | 324.004 | 268.544 | 0 | 632.051 | 52.686 | 0
5559 | 0 | 280.923 | 221.811 | 0 | 844.99 | 56.156 | 0
5560 | 0 | 216.128 | 128.621 | 0 | 968.467 | 83.132 | 0
5561 | 0 | 160.224 | 44.716 | 0 | 1011.394 | 109.733 | 0
5562 | 0 | 74.836 | 0 | 89.285 | 918.389 | 155.915 | 0
5563 | 0 | 3.873 | 0 | 185.482 | 725.179 | 179.887 | 0
5564 | 0 | 0 | 0 | 152.073 | 566.769 | 144.47 | 0
5565 | 0 | 0 | 0 | 94.276 | 468.565 | 89.562 | 0
5566 | 0 | 0 | 0 | 35.425 | 431.664 | 33.654 | 0
5567 | 0 | 0 | 0 | 21.986 | 408.762 | 20.886 | 0
5568 | 0 | 0 | 0 | 10.882 | 397.427 | 10.337 | 0
5569 | 0 | 0 | 0 | 13.466 | 383.4 | 12.793 | 0
5570 | 0 | 0 | 0 | 13.956 | 368.862 | 13.259 | 0
5571 | 0 | 0 | 0 | 16.803 | 351.359 | 15.963 | 0
5572 | 0 | 0 | 0 | 27.054 | 323.178 | 25.701 | 0
5573 | 13.622 | 0 | 0 | 9.57 | 313.21 | 22.713 | 0
5574 | 27.164 | 0 | 0 | 42.587 | 268.849 | 67.621 | 0
5575 | 0 | 5.37 | 0 | 119.341 | 144.535 | 118.476 | 0
5576 | 0 | 45.688 | 0 | 124.065 | 15.301 | 161.265 | 0
5577 | 0 | 134.967 | 0 | 14.689 | 0 | 142.172 | 0
5578 | 0 | 225.083 | 0 | 0 | 0 | 68.679 | 145.15
5579 | 0 | 281.18 | 50.365 | 0 | 48.35 | 51.36 | 167.914
5580 | 0 | 316.051 | 85.236 | 0 | 130.177 | 44.284 | 174.99
5581 | 0 | 368.387 | 186.234 | 0 | 308.962 | 39.113 | 133.932
5582 | 0 | 368.722 | 325.343 | 0 | 621.291 | 41.21 | 0
5583 | 0 | 287.857 | 239.008 | 0 | 850.739 | 46.407 | 0
5584 | 0 | 221.023 | 137.035 | 0 | 982.292 | 79.789 | 0
5585 | 0 | 147.958 | 30.314 | 0 | 1011.394 | 111.762 | 0
5586 | 0 | 50.667 | 0 | 131.288 | 874.636 | 172.857 | 0
5587 | 0 | 4.184 | 0 | 201.916 | 664.307 | 195.795 | 0
5588 | 0 | 0 | 0 | 168.744 | 488.532 | 160.307 | 0
5589 | 0 | 0 | 0 | 89.736 | 395.057 | 85.249 | 0
5590 | 0 | 0 | 0 | 49.266 | 343.738 | 46.803 | 0
5591 | 14.732 | 0 | 0 | 0 | 343.738 | 14.732 | 0
5592 | 0 | 0 | 0 | 11.614 | 331.64 | 11.034 | 0
5593 | 0 | 0 | 0 | 12.375 | 318.749 | 11.756 | 0
5594 | 0 | 0 | 0 | 14.191 | 303.966 | 13.482 | 0
5595 | 6.103 | 0 | 0 | 8.876 | 294.721 | 14.534 | 0
5596 | 0 | 0 | 0 | 27.528 | 266.046 | 26.152 | 0
5597 | 0 | 0 | 0 | 37.307 | 227.185 | 35.441 | 0
5598 | 27.164 | 0 | 0 | 47.648 | 177.552 | 72.429 | 0
5599 | 27.164 | 3.043 | 0 | 91.619 | 82.115 | 117.092 | 0
5600 | 27.164 | 39.232 | 0 | 78.831 | 0 | 139.323 | 0
5601 | 0 | 113.251 | 0 | 0 | 0 | 103.92 | 3.668
5602 | 0 | 155.913 | 0 | 0 | 0 | 61.296 | 86.821
5603 | 0 | 236.477 | 5.662 | 0 | 5.435 | 45.299 | 173.975
5604 | 0 | 314.091 | 83.276 | 0 | 85.381 | 39.825 | 179.449
5605 | 0 | 356.626 | 274.165 | 0 | 348.579 | 44.382 | 33.957
5606 | 0 | 316.198 | 275.687 | 0 | 613.238 | 38.486 | 0
5607 | 0 | 277.687 | 223.704 | 0 | 827.994 | 51.284 | 0
5608 | 0 | 204.548 | 134.119 | 0 | 956.748 | 66.907 | 0
5609 | 0 | 151.741 | 56.923 | 0 | 1011.394 | 90.077 | 0
5610 | 0 | 48.491 | 0 | 107.215 | 899.711 | 147.921 | 0
5611 | 0 | 4.112 | 0 | 175.493 | 716.906 | 170.624 | 0
5612 | 12.355 | 0 | 0 | 134.306 | 577.004 | 139.946 | 0
5613 | 0 | 0 | 0 | 85.169 | 488.286 | 80.911 | 0
5614 | 0 | 0 | 0 | 42.375 | 444.145 | 40.257 | 0
5615 | 0 | 0 | 0 | 25.048 | 418.053 | 23.796 | 0
5616 | 12.632 | 0 | 0 | 0 | 418.053 | 12.632 | 0
5617 | 0 | 0 | 0 | 12.92 | 404.595 | 12.274 | 0
5618 | 0 | 0 | 0 | 14.64 | 389.345 | 13.908 | 0
5619 | 0 | 0 | 0 | 19.941 | 368.572 | 18.944 | 0
5620 | 0 | 0 | 0 | 23.177 | 344.43 | 22.018 | 0
5621 | 0 | 0 | 0 | 33.451 | 309.585 | 31.778 | 0
5622 | 27.164 | 0 | 0 | 29.58 | 278.772 | 55.265 | 0
5623 | 27.164 | 2.391 | 0 | 107.095 | 167.215 | 131.175 | 0
5624 | 27.164 | 25.451 | 0 | 116.186 | 46.187 | 161.719 | 0
5625 | 27.164 | 71.773 | 0 | 44.34 | 0 | 137.471 | 0
5626 | 0 | 129.429 | 0 | 0 | 0 | 72.899 | 50.058
5627 | 0 | 223.867 | 13.876 | 0 | 13.321 | 47.35 | 152.142
5628 | 0 | 227.896 | 186.027 | 0 | 191.906 | 39.776 | 0
5629 | 0 | 260.935 | 215.381 | 0 | 398.672 | 43.276 | 0
5630 | 0 | 248.595 | 198.23 | 0 | 588.973 | 47.847 | 0
5631 | 0 | 298.923 | 245.051 | 0 | 824.222 | 51.179 | 0
5632 | 0 | 233.322 | 155.147 | 0 | 973.163 | 74.266 | 0
5633 | 0 | 166.329 | 39.823 | 0 | 1011.394 | 120.18 | 0
5634 | 0 | 65.457 | 0 | 109.553 | 897.276 | 166.26 | 0
5635 | 0 | 3.631 | 0 | 190.663 | 698.669 | 184.579 | 0
5636 | 0 | 0 | 0 | 146.284 | 546.29 | 138.97 | 0
5637 | 0 | 0 | 0 | 106.619 | 435.228 | 101.288 | 0
5638 | 24.81 | 0 | 0 | 16.787 | 417.741 | 40.758 | 0
5639 | 0 | 0 | 0 | 17.19 | 399.835 | 16.331 | 0
5640 | 0 | 0 | 0 | 11.973 | 387.363 | 11.374 | 0
5641 | 0 | 0 | 0 | 11.5 | 375.384 | 10.925 | 0
5642 | 0 | 0 | 0 | 14.284 | 360.505 | 13.57 | 0
5643 | 0 | 0 | 0 | 16.33 | 343.494 | 15.513 | 0
5644 | 19.944 | 0 | 0 | 0 | 343.494 | 19.944 | 0
5645 | 0 | 0 | 0 | 36.195 | 305.791 | 34.385 | 0
5646 | 27.164 | 0 | 0 | 39.035 | 265.129 | 64.247 | 0
5647 | 27.164 | 2.441 | 0 | 111.28 | 149.212 | 135.199 | 0
5648 | 27.164 | 20.058 | 0 | 122.528 | 21.579 | 162.621 | 0
5649 | 27.164 | 78.297 | 0 | 20.716 | 0 | 121.226 | 0
5650 | 0 | 144.987 | 0 | 0 | 0 | 73.886 | 63.852
5651 | 0 | 204.402 | 82.687 | 0 | 79.38 | 47.675 | 67.954
5652 | 0 | 198.349 | 153.184 | 0 | 226.436 | 42.907 | 0
5653 | 0 | 277.984 | 225.666 | 0 | 443.075 | 49.703 | 0
5654 | 0 | 293.054 | 250.238 | 0 | 683.304 | 40.675 | 0
5655 | 0 | 260.803 | 206.27 | 0 | 881.323 | 51.806 | 0
5656 | 0 | 214.947 | 129.642 | 0 | 1005.779 | 81.04 | 0
5657 | 0 | 130.451 | 5.849 | 0 | 1011.394 | 118.372 | 0
5658 | 27.164 | 65.498 | 0 | 85.771 | 922.049 | 170.869 | 0
5659 | 27.164 | 4.142 | 0 | 138.362 | 777.922 | 182.38 | 0
5660 | 27.164 | 0 | 0 | 125.774 | 646.908 | 146.649 | 0
5661 | 27.164 | 0 | 0 | 57.548 | 586.962 | 102.292 | 0
5662 | 27.164 | 0 | 0 | 3.716 | 583.091 | 30.694 | 0
5663 | 13.094 | 0 | 0 | 0 | 583.091 | 13.094 | 0
5664 | 9.695 | 0 | 0 | 0 | 583.091 | 9.695 | 0
5665 | 14.541 | 0 | 0 | 0 | 583.091 | 14.541 | 0
5666 | 16.665 | 0 | 0 | 0 | 583.091 | 16.665 | 0
5667 | 17.375 | 0 | 0 | 0 | 583.091 | 17.375 | 0
5668 | 20.977 | 0 | 0 | 0 | 583.091 | 20.977 | 0
5669 | 27.164 | 0 | 0 | 1.005 | 582.044 | 35.148 | 0
5670 | 27.164 | 0 | 0 | 26.601 | 554.335 | 65.543 | 0
5671 | 27.164 | 2.397 | 0 | 67.396 | 484.131 | 116.833 | 0
5672 | 27.164 | 14.474 | 0 | 60.732 | 420.868 | 123.262 | 0
5673 | 27.164 | 23.065 | 0 | 30.747 | 388.84 | 97.857 | 0
5674 | 27.164 | 54.324 | 2.433 | 0 | 391.176 | 76.46 | 0
5675 | 27.164 | 82.814 | 35.416 | 0 | 425.175 | 72.191 | 0
5676 | 27.164 | 195.519 | 154.659 | 0 | 573.648 | 65.981 | 0
5677 | 27.164 | 277.719 | 233.715 | 0 | 798.015 | 68.968 | 0
5678 | 27.164 | 185.55 | 124.627 | 0 | 917.656 | 85.041 | 0
5679 | 27.164 | 93.568 | 25.836 | 0 | 942.459 | 91.509 | 0
5680 | 27.164 | 102.858 | 29.858 | 0 | 971.122 | 96.514 | 0
5681 | 27.164 | 130.09 | 41.949 | 0 | 1011.394 | 110.898 | 0
5682 | 27.164 | 57.006 | 0 | 36.516 | 973.356 | 145.012 | 0
5683 | 27.164 | 1.699 | 0 | 94.627 | 874.786 | 148.342 | 0
5684 | 27.164 | 0 | 0 | 70.767 | 801.071 | 117.99 | 0
5685 | 27.164 | 0 | 0 | 32.307 | 767.418 | 72.319 | 0
5686 | 27.164 | 0 | 0 | 2.224 | 765.101 | 36.596 | 0
5687 | 19.317 | 0 | 0 | 0 | 765.101 | 19.317 | 0
5688 | 11.74 | 0 | 0 | 0 | 765.101 | 11.74 | 0
5689 | 12.704 | 0 | 0 | 0 | 765.101 | 12.704 | 0
5690 | 13.985 | 0 | 0 | 0 | 765.101 | 13.985 | 0
5691 | 14.433 | 0 | 0 | 0 | 765.101 | 14.433 | 0
5692 | 24.303 | 0 | 0 | 0 | 765.101 | 24.303 | 0
5693 | 27.164 | 0 | 0 | 3.37 | 761.591 | 37.956 | 0
5694 | 27.164 | 0 | 0 | 27.222 | 733.235 | 66.28 | 0
5695 | 27.164 | 2.842 | 0 | 35.542 | 696.212 | 79.536 | 0
5696 | 27.164 | 10.108 | 0 | 49.256 | 644.904 | 104.45 | 0
5697 | 27.164 | 31.822 | 0 | 15.387 | 628.875 | 90.016 | 0
5698 | 27.164 | 52.377 | 7.468 | 0 | 636.045 | 87.284 | 0
5699 | 27.164 | 68.43 | 37.626 | 0 | 672.167 | 70.533 | 0
5700 | 27.164 | 73.577 | 37.264 | 0 | 707.94 | 77.077 | 0
5701 | 27.164 | 82.041 | 46.884 | 0 | 752.949 | 75.703 | 0
5702 | 27.164 | 91.065 | 54.614 | 0 | 805.379 | 77.239 | 0
5703 | 27.164 | 83.263 | 36.139 | 0 | 840.072 | 89.914 | 0
5704 | 27.164 | 118.522 | 54.712 | 0 | 892.595 | 109.73 | 0
5705 | 27.164 | 45.412 | 0 | 32.074 | 859.185 | 125.969 | 0
5706 | 27.164 | 20.523 | 0 | 75.765 | 780.263 | 148.297 | 0
5707 | 27.164 | 2.381 | 0 | 85.878 | 690.807 | 138.761 | 0
5708 | 27.164 | 0 | 0 | 55.158 | 633.35 | 99.455 | 0
5709 | 27.164 | 0 | 0 | 20.594 | 611.898 | 58.411 | 0
5710 | 27.164 | 0 | 0 | 0 | 611.898 | 33.689 | 0
5711 | 15.161 | 0 | 0 | 0 | 611.898 | 15.161 | 0
5712 | 12.768 | 0 | 0 | 0 | 611.898 | 12.768 | 0
5713 | 12.411 | 0 | 0 | 0 | 611.898 | 12.411 | 0
5714 | 12.246 | 0 | 0 | 0 | 611.898 | 12.246 | 0
5715 | 13.197 | 0 | 0 | 0 | 611.898 | 13.197 | 0
5716 | 15.552 | 0 | 0 | 0 | 611.898 | 15.552 | 0
5717 | 27.164 | 0 | 0 | 0 | 611.898 | 31.2 | 0
5718 | 27.164 | 0 | 0 | 23.909 | 586.992 | 62.347 | 0
5719 | 27.164 | 2.151 | 0 | 75.232 | 508.626 | 125.847 | 0
5720 | 27.164 | 9.501 | 0 | 98.673 | 405.842 | 162.411 | 0
5721 | 27.164 | 31.213 | 0 | 46.983 | 356.901 | 126.812 | 0
5722 | 27.164 | 43.882 | 17.216 | 0 | 373.429 | 65.62 | 0
5723 | 27.164 | 48.869 | 41.153 | 0 | 412.936 | 43.117 | 0
5724 | 27.164 | 58.209 | 58.209 | 0 | 468.817 | 32.239 | 0
5725 | 27.164 | 15.758 | 11.264 | 0 | 479.63 | 39.291 | 0
5726 | 27.164 | 26.083 | 11.495 | 0 | 490.666 | 51.278 | 0
5727 | 27.164 | 68.3 | 42.223 | 0 | 531.2 | 64.92 | 0
5728 | 27.164 | 76.036 | 44.658 | 0 | 574.072 | 71.216 | 0
5729 | 27.164 | 51.889 | 0 | 2.493 | 571.475 | 98.533 | 0
5730 | 27.164 | 30.481 | 0 | 74.548 | 493.821 | 158.677 | 0
5731 | 27.164 | 3.651 | 0 | 118.841 | 370.028 | 179.414 | 0
5732 | 27.164 | 0 | 0 | 97.013 | 268.974 | 149.157 | 0
5733 | 27.164 | 0 | 0 | 55.017 | 211.664 | 99.287 | 0
5734 | 27.164 | 0 | 0 | 0 | 211.664 | 33.688 | 0
5735 | 13.238 | 0 | 0 | 0 | 211.664 | 13.238 | 0
5736 | 12.404 | 0 | 0 | 0 | 211.664 | 12.404 | 0
5737 | 12.911 | 0 | 0 | 0 | 211.664 | 12.911 | 0
5738 | 14.802 | 0 | 0 | 0 | 211.664 | 14.802 | 0
5739 | 14.282 | 0 | 0 | 0 | 211.664 | 14.282 | 0
5740 | 19.061 | 0 | 0 | 0 | 211.664 | 19.061 | 0
5741 | 27.164 | 0 | 0 | 0 | 211.664 | 29.924 | 0
5742 | 27.164 | 0 | 0 | 17.921 | 192.996 | 55.236 | 0
5743 | 27.164 | 2.513 | 0 | 64.042 | 126.286 | 112.989 | 0
5744 | 27.164 | 11.506 | 0 | 95.288 | 27.028 | 160.773 | 0
5745 | 27.164 | 46.251 | 0 | 25.947 | 0 | 119.69 | 0
5746 | 0 | 70.442 | 1.606 | 0 | 1.542 | 65.393 | 0
5747 | 0 | 159.468 | 116.612 | 0 | 113.49 | 40.713 | 0
5748 | 0 | 169.561 | 134.774 | 0 | 242.873 | 33.047 | 0
5749 | 0 | 181.828 | 141.528 | 0 | 378.741 | 38.284 | 0
5750 | 11.609 | 202.248 | 171.249 | 0 | 543.14 | 41.058 | 0
5751 | 0 | 177.342 | 113.19 | 0 | 651.802 | 60.944 | 0
5752 | 27.164 | 162.813 | 119.221 | 0 | 766.254 | 68.576 | 0
5753 | 27.164 | 109.967 | 20.493 | 0 | 785.928 | 112.164 | 0
5754 | 27.164 | 52.224 | 0 | 95.508 | 686.441 | 167.509 | 0
5755 | 27.164 | 3.146 | 0 | 167.979 | 511.463 | 189.733 | 0
5756 | 27.164 | 0 | 0 | 133.861 | 372.024 | 154.332 | 0
5757 | 27.164 | 0 | 0 | 71.119 | 297.942 | 94.727 | 0
5758 | 27.164 | 0 | 0 | 10.669 | 286.829 | 37.299 | 0
5759 | 24.103 | 0 | 0 | 0 | 286.829 | 24.103 | 0
5760 | 9.672 | 0 | 0 | 0 | 286.829 | 9.672 | 0
5761 | 17.906 | 0 | 0 | 0 | 286.829 | 17.906 | 0
5762 | 13.427 | 0 | 0 | 0 | 286.829 | 13.427 | 0
5763 | 13.554 | 0 | 0 | 0 | 286.829 | 13.554 | 0
5764 | 19.966 | 0 | 0 | 0 | 286.829 | 19.966 | 0
5765 | 26.377 | 0 | 0 | 0 | 286.829 | 26.377 | 0
5766 | 27.164 | 0 | 0 | 43.542 | 241.472 | 68.529 | 0
5767 | 27.164 | 4.184 | 0 | 115.808 | 120.839 | 141.156 | 0
5768 | 27.164 | 41.887 | 0 | 94.518 | 22.383 | 156.749 | 0
5769 | 27.164 | 68.173 | 0 | 21.488 | 0 | 112.341 | 0
5770 | 16.416 | 53.401 | 0 | 0 | 0 | 67.147 | 0
5771 | 0 | 98.958 | 59.951 | 0 | 57.553 | 37.056 | 0
5772 | 0 | 229.386 | 193.97 | 0 | 243.764 | 33.646 | 0
5773 | 0 | 162.212 | 126.693 | 0 | 365.389 | 33.742 | 0
5774 | 0 | 268.055 | 230.655 | 0 | 586.818 | 35.53 | 0
5775 | 0 | 243.568 | 187.739 | 0 | 767.047 | 53.038 | 0
5776 | 0 | 238.885 | 157.848 | 0 | 918.581 | 76.985 | 0
5777 | 0 | 164.272 | 59.011 | 0 | 975.232 | 99.998 | 0
5778 | 0 | 68.571 | 0 | 91.711 | 879.699 | 152.268 | 0
5779 | 0 | 2.548 | 0 | 175.545 | 696.84 | 169.189 | 0
5780 | 0 | 0 | 0 | 158.635 | 531.595 | 150.703 | 0
5781 | 0 | 0 | 0 | 100.882 | 426.509 | 95.838 | 0
5782 | 0 | 0 | 0 | 34.711 | 390.351 | 32.976 | 0
5783 | 0 | 0 | 0 | 12.265 | 377.576 | 11.651 | 0
5784 | 0 | 0 | 0 | 12.894 | 364.145 | 12.249 | 0
5785 | 0 | 0 | 0 | 13.781 | 349.79 | 13.092 | 0
5786 | 0 | 0 | 0 | 13.593 | 335.63 | 12.914 | 0
5787 | 0 | 0 | 0 | 18.072 | 316.805 | 17.168 | 0
5788 | 8.615 | 0 | 0 | 12.915 | 303.352 | 20.884 | 0
5789 | 27.164 | 0 | 0 | 0.582 | 302.746 | 27.717 | 0
5790 | 0 | 0 | 0 | 67.561 | 232.37 | 64.183 | 0
5791 | 27.164 | 3.078 | 0 | 112.526 | 115.156 | 136.987 | 0
5792 | 27.164 | 33.711 | 0 | 110.549 | 0 | 164.211 | 0
5793 | 10.772 | 131.633 | 0 | 0 | 0 | 135.824 | 0
5794 | 0 | 220.177 | 0 | 0 | 0 | 77.073 | 132.095
5795 | 0 | 253.782 | 22.967 | 0 | 22.049 | 48.521 | 170.754
5796 | 0 | 312.932 | 82.117 | 0 | 100.882 | 34.486 | 184.789
5797 | 0 | 376.968 | 146.153 | 0 | 241.188 | 37.782 | 181.493
5798 | 0 | 358.91 | 243.513 | 0 | 474.961 | 46.89 | 62.736
5799 | 0 | 312.542 | 248.62 | 0 | 713.636 | 60.726 | 0
5800 | 0 | 287.562 | 217.542 | 0 | 922.475 | 66.519 | 0
5801 | 0 | 203.838 | 92.623 | 0 | 1011.394 | 105.654 | 0
5802 | 0 | 77.682 | 0 | 102.46 | 904.665 | 171.135 | 0
5803 | 0 | 3.402 | 0 | 202.599 | 693.624 | 195.701 | 0
5804 | 0 | 0 | 0 | 165.342 | 521.393 | 157.074 | 0
5805 | 0 | 0 | 0 | 102.837 | 414.271 | 97.695 | 0
5806 | 27.164 | 0 | 0 | 9.178 | 404.711 | 35.883 | 0
5807 | 0 | 0 | 0 | 15.241 | 388.834 | 14.479 | 0
5808 | 0 | 0 | 0 | 11.441 | 376.916 | 10.869 | 0
5809 | 0 | 0 | 0 | 12.126 | 364.285 | 11.52 | 0
5810 | 13.022 | 0 | 0 | 0 | 364.285 | 13.022 | 0
5811 | 0 | 0 | 0 | 13.188 | 350.548 | 12.528 | 0
5812 | 2.9 | 0 | 0 | 15.876 | 334.01 | 17.982 | 0
5813 | 0 | 0 | 0 | 31.274 | 301.433 | 29.71 | 0
5814 | 27.164 | 0 | 0 | 40.121 | 259.64 | 65.279 | 0
5815 | 27.164 | 2.932 | 0 | 111.694 | 143.292 | 136.059 | 0
5816 | 27.164 | 27.81 | 0 | 114.229 | 24.303 | 162.101 | 0
5817 | 27.164 | 71.971 | 0 | 23.331 | 0 | 117.701 | 0
5818 | 0 | 112.967 | 0 | 0 | 0 | 70.544 | 36.774
5819 | 0 | 154.386 | 0 | 0 | 0 | 39.534 | 107.133
5820 | 0 | 255.552 | 24.737 | 0 | 23.747 | 36.084 | 183.19
5821 | 0 | 387.123 | 164.052 | 0 | 181.237 | 47.803 | 164.115
5822 | 0 | 384.424 | 326.042 | 0 | 494.237 | 55.463 | 0
5823 | 0 | 356.921 | 298.696 | 0 | 780.985 | 55.313 | 0
5824 | 0 | 274.562 | 186.308 | 0 | 959.84 | 83.841 | 0
5825 | 0 | 162.664 | 53.701 | 0 | 1011.394 | 103.514 | 0
5826 | 0 | 56.812 | 0 | 99.02 | 908.249 | 148.04 | 0
5827 | 0 | 2.754 | 0 | 200.429 | 699.469 | 193.024 | 0
5828 | 0 | 0 | 0 | 172.229 | 520.063 | 163.618 | 0
5829 | 0 | 0 | 0 | 100.432 | 415.446 | 95.411 | 0
5830 | 0 | 0 | 0 | 47.592 | 365.871 | 45.212 | 0
5831 | 0 | 0 | 0 | 20.888 | 344.113 | 19.843 | 0
5832 | 0 | 0 | 0 | 12.51 | 331.082 | 11.884 | 0
5833 | 0 | 0 | 0 | 14.981 | 315.477 | 14.232 | 0
5834 | 16.063 | 0 | 0 | 0 | 315.477 | 16.063 | 0
5835 | 0 | 0 | 0 | 17.643 | 297.098 | 16.761 | 0
5836 | 0 | 0 | 0 | 22.422 | 273.742 | 21.301 | 0
5837 | 27.164 | 0 | 0 | 15.912 | 257.167 | 42.28 | 0
5838 | 2.998 | 0 | 0 | 77.45 | 176.489 | 76.575 | 0
5839 | 27.164 | 2.457 | 0 | 82.5 | 90.552 | 107.873 | 0
5840 | 27.164 | 18.563 | 0 | 86.93 | 0 | 127.382 | 0
5841 | 10.401 | 94.988 | 0 | 0 | 0 | 100.639 | 0
5842 | 0 | 187.433 | 93.128 | 0 | 89.403 | 69.991 | 19.598
5843 | 0 | 250.428 | 188.558 | 0 | 270.419 | 58.776 | 0
5844 | 0 | 236.303 | 158.122 | 0 | 422.216 | 74.271 | 0
5845 | 0 | 346.36 | 266.981 | 0 | 678.518 | 75.41 | 0
5846 | 0 | 250.594 | 172.078 | 0 | 843.713 | 74.591 | 0
5847 | 0 | 266.781 | 174.668 | 0 | 1011.394 | 87.507 | 0
5848 | 25.638 | 92.552 | 0 | 0 | 1011.394 | 113.563 | 0
5849 | 27.164 | 76.324 | 0 | 34.263 | 975.703 | 132.222 | 0
5850 | 27.164 | 24.555 | 0 | 95.98 | 875.724 | 141.671 | 0
5851 | 27.164 | 1.44 | 0 | 82.323 | 789.97 | 133.423 | 0
5852 | 27.164 | 0 | 0 | 67.034 | 720.143 | 113.557 | 0
5853 | 27.164 | 0 | 0 | 36.216 | 682.418 | 64.557 | 0
5854 | 27.164 | 0 | 0 | 0 | 682.418 | 30.726 | 0
5855 | 19.49 | 0 | 0 | 0 | 682.418 | 19.49 | 0
5856 | 11.156 | 0 | 0 | 0 | 682.418 | 11.156 | 0
5857 | 10.776 | 0 | 0 | 0 | 682.418 | 10.776 | 0
5858 | 11.106 | 0 | 0 | 0 | 682.418 | 11.106 | 0
5859 | 13.838 | 0 | 0 | 0 | 682.418 | 13.838 | 0
5860 | 15.591 | 0 | 0 | 0 | 682.418 | 15.591 | 0
5861 | 27.164 | 0 | 0 | 7.212 | 674.906 | 42.519 | 0
5862 | 27.164 | 0 | 0 | 30.718 | 642.908 | 70.432 | 0
5863 | 27.164 | 0.539 | 0 | 66.414 | 573.727 | 113.46 | 0
5864 | 27.164 | 6.085 | 0 | 76.983 | 493.537 | 132.598 | 0
5865 | 27.164 | 10.979 | 0 | 57.66 | 433.474 | 115.463 | 0
5866 | 27.164 | 17.504 | 0 | 25.4 | 407.015 | 84.904 | 0
5867 | 27.164 | 34.43 | 0 | 0.493 | 406.501 | 75.426 | 0
5868 | 27.164 | 46.623 | 9.175 | 0 | 415.309 | 62.739 | 0
5869 | 27.164 | 69.491 | 32.062 | 0 | 446.089 | 62.721 | 0
5870 | 27.164 | 61.442 | 14.954 | 0 | 460.445 | 71.327 | 0
5871 | 27.164 | 68.006 | 7.844 | 0 | 467.975 | 84.318 | 0
5872 | 27.164 | 53.024 | 0 | 7.851 | 459.797 | 106.244 | 0
5873 | 27.164 | 41.302 | 0 | 41.737 | 416.32 | 132.564 | 0
5874 | 27.164 | 20.5 | 0 | 68.423 | 345.046 | 139.551 | 0
5875 | 27.164 | 0.921 | 0 | 84.033 | 257.511 | 134.838 | 0
5876 | 27.164 | 0 | 0 | 58.271 | 196.812 | 103.152 | 0
5877 | 27.164 | 0 | 0 | 24.708 | 171.075 | 63.295 | 0
5878 | 27.164 | 0 | 0 | 0 | 171.075 | 31.899 | 0
5879 | 25.731 | 0 | 0 | 0 | 171.075 | 25.731 | 0
5880 | 11.747 | 0 | 0 | 0 | 171.075 | 11.747 | 0
5881 | 11.083 | 0 | 0 | 0 | 171.075 | 11.083 | 0
5882 | 14.173 | 0 | 0 | 0 | 171.075 | 14.173 | 0
5883 | 16.565 | 0 | 0 | 0 | 171.075 | 16.565 | 0
5884 | 16.893 | 0 | 0 | 0 | 171.075 | 16.893 | 0
5885 | 27.164 | 0 | 0 | 0 | 171.075 | 31.299 | 0
5886 | 27.164 | 0 | 0 | 32.354 | 137.373 | 72.375 | 0
5887 | 27.164 | 5.234 | 0 | 84.287 | 49.574 | 140.26 | 0
5888 | 27.164 | 46.548 | 0 | 47.591 | 0 | 145.745 | 0
5889 | 0 | 128.295 | 0 | 0 | 0 | 120.562 | 1.318
5890 | 0 | 225.839 | 0 | 0 | 0 | 66.245 | 148.302
5891 | 0 | 227.55 | 68.212 | 0 | 65.484 | 35.511 | 115.861
5892 | 0 | 282.854 | 52.039 | 0 | 115.441 | 37.121 | 182.154
5893 | 0 | 287.757 | 242.479 | 0 | 348.221 | 43.013 | 0
5894 | 0 | 294.716 | 255.303 | 0 | 593.312 | 37.442 | 0
5895 | 0 | 282.424 | 213.585 | 0 | 798.354 | 65.396 | 0
5896 | 0 | 234.015 | 151.031 | 0 | 943.344 | 78.834 | 0
5897 | 0 | 168.818 | 70.885 | 0 | 1011.394 | 93.036 | 0
5898 | 0 | 61.172 | 0 | 93.571 | 913.924 | 147.006 | 0
5899 | 0 | 2.251 | 0 | 199.278 | 706.342 | 191.452 | 0
5900 | 0 | 0 | 0 | 169.875 | 529.39 | 161.381 | 0
5901 | 0 | 0 | 0 | 114.798 | 409.808 | 109.059 | 0
5902 | 0 | 0 | 0 | 38.804 | 369.387 | 36.864 | 0
5903 | 0 | 0 | 0 | 12.986 | 355.86 | 12.336 | 0
5904 | 0 | 0 | 0 | 12.551 | 342.786 | 11.923 | 0
5905 | 0 | 0 | 0 | 15.046 | 327.114 | 14.293 | 0
5906 | 0 | 0 | 0 | 16.09 | 310.354 | 15.285 | 0
5907 | 0 | 0 | 0 | 15.731 | 293.968 | 14.944 | 0
5908 | 24.047 | 0 | 0 | 0 | 293.968 | 24.047 | 0
5909 | 3.547 | 0 | 0 | 51.256 | 240.576 | 52.241 | 0
5910 | 27.164 | 0 | 0 | 49.719 | 188.784 | 74.397 | 0
5911 | 27.164 | 4.2 | 0 | 107.335 | 76.977 | 133.122 | 0
5912 | 27.164 | 50.111 | 0 | 73.898 | 0 | 144.972 | 0
5913 | 0 | 121.617 | 0 | 0 | 0 | 110.496 | 5.04
5914 | 0 | 190.412 | 0 | 0 | 0 | 54.421 | 126.47
5915 | 0 | 281.572 | 50.757 | 0 | 48.726 | 38.207 | 181.067
5916 | 0 | 320.906 | 90.091 | 0 | 135.214 | 37.14 | 182.134
5917 | 0 | 368.41 | 137.595 | 0 | 267.305 | 39.587 | 179.688
5918 | 0 | 389.585 | 216.609 | 0 | 475.25 | 63.74 | 100.587
5919 | 0 | 337.141 | 266.245 | 0 | 730.845 | 67.351 | 0
5920 | 0 | 292.287 | 213.896 | 0 | 936.186 | 74.471 | 0
5921 | 0 | 193.014 | 78.342 | 0 | 1011.394 | 108.938 | 0
5922 | 0 | 69.82 | 0 | 85.99 | 921.821 | 148.019 | 0
5923 | 0 | 2.563 | 0 | 159.446 | 755.731 | 153.909 | 0
5924 | 0 | 0 | 0 | 146.605 | 603.018 | 139.275 | 0
5925 | 0 | 0 | 0 | 99.198 | 499.686 | 94.238 | 0
5926 | 0 | 0 | 0 | 36.931 | 461.217 | 35.084 | 0
5927 | 0 | 0 | 0 | 14.648 | 445.958 | 13.916 | 0
5928 | 0 | 0 | 0 | 11.602 | 433.873 | 11.022 | 0
5929 | 0 | 0 | 0 | 14.507 | 418.762 | 13.781 | 0
5930 | 0 | 0 | 0 | 16.655 | 401.413 | 15.822 | 0
5931 | 0 | 0 | 0 | 20.307 | 380.26 | 19.291 | 0
5932 | 0 | 0 | 0 | 18.212 | 361.289 | 17.302 | 0
5933 | 0 | 0 | 0 | 30.233 | 329.796 | 28.721 | 0
5934 | 0 | 0 | 0 | 71.044 | 255.792 | 67.492 | 0
5935 | 0 | 3.407 | 0 | 125.376 | 125.192 | 122.343 | 0
5936 | 0 | 46.724 | 0 | 118.654 | 1.594 | 157.109 | 0
5937 | 0 | 139.626 | 8.201 | 0 | 9.467 | 124.854 | 0
5938 | 0 | 167.282 | 101.543 | 0 | 106.948 | 62.452 | 0
5939 | 0 | 185.491 | 135.877 | 0 | 237.39 | 47.134 | 0
5940 | 0 | 192.236 | 147.327 | 0 | 378.823 | 42.664 | 0
5941 | 0 | 211.957 | 176.274 | 0 | 548.047 | 33.899 | 0
5942 | 0 | 223.727 | 178.352 | 0 | 719.264 | 43.107 | 0
5943 | 0 | 166.44 | 99.227 | 0 | 814.523 | 63.852 | 0
5944 | 0 | 200.994 | 117.068 | 0 | 926.908 | 79.729 | 0
5945 | 0 | 160.14 | 39.535 | 0 | 964.862 | 114.574 | 0
5946 | 0 | 66.834 | 0 | 110.258 | 850.01 | 168.237 | 0
5947 | 27.164 | 2.472 | 0 | 168.914 | 674.058 | 189.98 | 0
5948 | 0 | 0 | 0 | 136.678 | 531.686 | 129.844 | 0
5949 | 0 | 0 | 0 | 88.726 | 439.262 | 84.29 | 0
5950 | 21.28 | 0 | 0 | 16.365 | 422.215 | 36.827 | 0
5951 | 14.344 | 0 | 0 | 0 | 422.215 | 14.344 | 0
5952 | 11.686 | 0 | 0 | 0 | 422.215 | 11.686 | 0
5953 | 14.244 | 0 | 0 | 0 | 422.215 | 14.244 | 0
5954 | 13.143 | 0 | 0 | 0 | 422.215 | 13.143 | 0
5955 | 14.254 | 0 | 0 | 0 | 422.215 | 14.254 | 0
5956 | 23.114 | 0 | 0 | 0 | 422.215 | 23.114 | 0
5957 | 27.164 | 0 | 0 | 2.413 | 419.702 | 29.456 | 0
5958 | 27.164 | 0 | 0 | 38.022 | 380.096 | 63.284 | 0
5959 | 27.164 | 5.97 | 0 | 102.415 | 273.413 | 130.13 | 0
5960 | 27.164 | 23.096 | 0 | 126.642 | 141.494 | 169.415 | 0
5961 | 27.164 | 28.69 | 0 | 89.737 | 48.018 | 139.669 | 0
5962 | 27.164 | 52.422 | 0 | 6.408 | 41.343 | 83.053 | 0
5963 | 0 | 115.261 | 69.331 | 0 | 107.901 | 43.634 | 0
5964 | 0 | 151.402 | 105.298 | 0 | 208.987 | 43.798 | 0
5965 | 0 | 190.834 | 142.625 | 0 | 345.907 | 45.798 | 0
5966 | 0 | 182.189 | 126.54 | 0 | 467.385 | 52.866 | 0
5967 | 0 | 177.993 | 115.957 | 0 | 578.704 | 58.934 | 0
5968 | 0 | 250.571 | 151.842 | 0 | 724.472 | 93.793 | 0
5969 | 0 | 171.27 | 37.565 | 0 | 760.534 | 127.02 | 0
5970 | 27.164 | 67.518 | 0 | 91.148 | 665.588 | 177.896 | 0
5971 | 27.164 | 1.875 | 0 | 170.481 | 488.004 | 190.901 | 0
5972 | 27.164 | 0 | 0 | 124.08 | 358.754 | 145.04 | 0
5973 | 27.164 | 0 | 0 | 65.169 | 290.87 | 89.074 | 0
5974 | 27.164 | 0 | 0 | 15.024 | 275.22 | 41.437 | 0
5975 | 14.931 | 0 | 0 | 0 | 275.22 | 14.931 | 0
5976 | 10.246 | 0 | 0 | 0 | 275.22 | 10.246 | 0
5977 | 11.901 | 0 | 0 | 0 | 275.22 | 11.901 | 0
5978 | 12.779 | 0 | 0 | 0 | 275.22 | 12.779 | 0
5979 | 14.821 | 0 | 0 | 0 | 275.22 | 14.821 | 0
5980 | 19.744 | 0 | 0 | 0 | 275.22 | 19.744 | 0
5981 | 27.164 | 0 | 0 | 9.848 | 264.962 | 36.519 | 0
5982 | 27.164 | 0 | 0 | 50.993 | 211.844 | 75.607 | 0
5983 | 27.164 | 4.669 | 0 | 103.28 | 104.261 | 129.715 | 0
5984 | 27.164 | 39.085 | 0 | 100.09 | 0 | 159.38 | 0
5985 | 8.487 | 119.944 | 0 | 0 | 0 | 122.434 | 0
5986 | 0 | 154.059 | 0 | 0 | 0 | 62.231 | 84.125
5987 | 0 | 241.241 | 20.517 | 0 | 19.696 | 40.107 | 169.581
5988 | 0 | 202.315 | 152.296 | 0 | 165.901 | 47.517 | 0
5989 | 0 | 234.732 | 187.647 | 0 | 346.042 | 44.73 | 0
5990 | 0 | 299.711 | 246.601 | 0 | 582.779 | 50.454 | 0
5991 | 0 | 251.846 | 190.664 | 0 | 765.816 | 58.123 | 0
5992 | 0 | 282.6 | 193.967 | 0 | 952.024 | 84.202 | 0
5993 | 0 | 171.31 | 61.843 | 0 | 1011.394 | 103.994 | 0
5994 | 0 | 78.568 | 0 | 93.31 | 914.196 | 163.284 | 0
5995 | 0 | 2.36 | 0 | 192.461 | 713.716 | 185.081 | 0
5996 | 0 | 0 | 0 | 155.729 | 551.498 | 147.942 | 0
5997 | 0 | 0 | 0 | 115.536 | 431.148 | 109.759 | 0
5998 | 0 | 0 | 0 | 37.145 | 392.456 | 35.288 | 0
5999 | 0 | 0 | 0 | 16.031 | 375.757 | 15.23 | 0
6000 | 0 | 0 | 0 | 12.813 | 362.41 | 12.172 | 0
6001 | 0 | 0 | 0 | 14.179 | 347.64 | 13.47 | 0
6002 | 0 | 0 | 0 | 18.536 | 328.331 | 17.61 | 0
6003 | 0 | 0 | 0 | 18.035 | 309.545 | 17.133 | 0
6004 | 20.907 | 0 | 0 | 3.879 | 305.504 | 24.592 | 0
6005 | 0 | 0 | 0 | 40.232 | 263.596 | 38.221 | 0
6006 | 0 | 0 | 0 | 76.724 | 183.675 | 72.888 | 0
6007 | 27.164 | 4.29 | 0 | 72.98 | 107.654 | 100.57 | 0
6008 | 0 | 28.697 | 0 | 103.348 | 0 | 125.443 | 0
6009 | 0 | 132.72 | 0 | 0 | 0 | 112.469 | 13.615
6010 | 0 | 165.411 | 0 | 0 | 0 | 84.911 | 72.23
6011 | 0 | 254.166 | 23.351 | 0 | 22.417 | 70.158 | 149.116
6012 | 0 | 282.219 | 51.404 | 0 | 71.765 | 56.504 | 162.77
6013 | 0 | 337.755 | 208.794 | 0 | 272.207 | 66.028 | 56.485
6014 | 0 | 339.197 | 265.531 | 0 | 527.117 | 69.983 | 0
6015 | 0 | 323.528 | 235.738 | 0 | 753.425 | 83.401 | 0
6016 | 0 | 265.374 | 152.53 | 0 | 899.855 | 107.202 | 0
6017 | 0 | 175.776 | 35.79 | 0 | 934.213 | 132.987 | 0
6018 | 0 | 68.626 | 0 | 100.381 | 829.649 | 160.557 | 0
6019 | 0 | 1.609 | 0 | 155.396 | 667.778 | 149.155 | 0
6020 | 0 | 0 | 0 | 125.265 | 537.293 | 119.002 | 0
6021 | 0 | 0 | 0 | 70.666 | 463.683 | 67.133 | 0
6022 | 0 | 0 | 0 | 26.018 | 436.58 | 24.717 | 0
6023 | 0 | 0 | 0 | 19.675 | 416.086 | 18.691 | 0
6024 | 0 | 0 | 0 | 12.2 | 403.378 | 11.59 | 0
6025 | 0 | 0 | 0 | 14.458 | 388.318 | 13.735 | 0
6026 | 0 | 0 | 0 | 14.52 | 373.193 | 13.794 | 0
6027 | 0 | 0 | 0 | 15.488 | 357.059 | 14.714 | 0
6028 | 0 | 0 | 0 | 22.783 | 333.327 | 21.644 | 0
6029 | 0 | 0 | 0 | 45.171 | 286.274 | 42.912 | 0
6030 | 0 | 0 | 0 | 61.706 | 221.998 | 58.62 | 0
6031 | 0 | 4.473 | 0 | 95.291 | 122.736 | 94.776 | 0
6032 | 0 | 39.303 | 0 | 89.819 | 29.174 | 122.666 | 0
6033 | 0 | 84.725 | 0 | 28.007 | 0 | 107.095 | 0
6034 | 0 | 177.217 | 18.735 | 0 | 17.985 | 85.933 | 64.625
6035 | 0 | 270.519 | 202.218 | 0 | 212.115 | 64.886 | 0
6036 | 0 | 259.054 | 196.097 | 0 | 400.368 | 59.809 | 0
6037 | 0 | 324.408 | 257.786 | 0 | 647.842 | 63.291 | 0
6038 | 0 | 286.618 | 198.879 | 0 | 838.765 | 83.352 | 0
6039 | 0 | 231.784 | 145.266 | 0 | 978.221 | 82.192 | 0
6040 | 0 | 132.435 | 34.555 | 0 | 1011.394 | 92.986 | 0
6041 | 0 | 78.202 | 0 | 67.346 | 941.242 | 138.271 | 0
6042 | 7.587 | 29.507 | 0 | 126.874 | 809.081 | 156.149 | 0
6043 | 27.164 | 1.592 | 0 | 131.074 | 672.546 | 153.196 | 0
6044 | 27.164 | 0 | 0 | 88.183 | 580.689 | 110.937 | 0
6045 | 27.164 | 0 | 0 | 30.754 | 548.653 | 56.38 | 0
6046 | 27.164 | 0 | 0 | 15.868 | 532.124 | 42.238 | 0
6047 | 15.255 | 0 | 0 | 0 | 532.124 | 15.255 | 0
6048 | 11.166 | 0 | 0 | 0 | 532.124 | 11.166 | 0
6049 | 12.32 | 0 | 0 | 0 | 532.124 | 12.32 | 0
6050 | 12.874 | 0 | 0 | 0 | 532.124 | 12.874 | 0
6051 | 12.997 | 0 | 0 | 0 | 532.124 | 12.997 | 0
6052 | 17.892 | 0 | 0 | 0 | 532.124 | 17.892 | 0
6053 | 27.164 | 0 | 0 | 0.818 | 531.272 | 27.941 | 0
6054 | 27.164 | 0 | 0 | 63.255 | 465.381 | 87.256 | 0
6055 | 27.164 | 0.579 | 0 | 117.904 | 342.564 | 139.723 | 0
6056 | 27.164 | 17.259 | 0 | 139.039 | 197.732 | 175.647 | 0
6057 | 27.164 | 67.306 | 0 | 45.886 | 149.935 | 134.696 | 0
6058 | 0 | 82.326 | 16.36 | 0 | 165.641 | 62.667 | 0
6059 | 0 | 125.983 | 85.3 | 0 | 247.528 | 38.649 | 0
6060 | 0 | 175.815 | 142.772 | 0 | 384.59 | 31.391 | 0
6061 | 0 | 123.418 | 86.544 | 0 | 467.672 | 35.03 | 0
6062 | 0 | 152.599 | 99.385 | 0 | 563.081 | 50.553 | 0
6063 | 0 | 205.719 | 146.922 | 0 | 704.126 | 55.857 | 0
6064 | 0 | 197.899 | 120.364 | 0 | 819.676 | 73.659 | 0
6065 | 14.233 | 103.034 | 0 | 0 | 819.676 | 112.115 | 0
6066 | 27.164 | 25.702 | 0 | 123.171 | 691.372 | 168.594 | 0
6067 | 27.164 | 1.296 | 0 | 153.186 | 531.804 | 173.922 | 0
6068 | 27.164 | 0 | 0 | 116.86 | 410.075 | 138.181 | 0
6069 | 27.164 | 0 | 0 | 75.931 | 330.98 | 99.298 | 0
6070 | 27.164 | 0 | 0 | 14.28 | 316.105 | 40.73 | 0
6071 | 20.792 | 0 | 0 | 0 | 316.105 | 20.792 | 0
6072 | 11.905 | 0 | 0 | 0 | 316.105 | 11.905 | 0
6073 | 13.867 | 0 | 0 | 0 | 316.105 | 13.867 | 0
6074 | 15.451 | 0 | 0 | 0 | 316.105 | 15.451 | 0
6075 | 14.863 | 0 | 0 | 0 | 316.105 | 14.863 | 0
6076 | 19.09 | 0 | 0 | 0 | 316.105 | 19.09 | 0
6077 | 27.164 | 0 | 0 | 8.099 | 307.668 | 34.858 | 0
6078 | 27.164 | 0 | 0 | 33.163 | 273.123 | 58.669 | 0
6079 | 27.164 | 2.826 | 0 | 99.959 | 168.999 | 124.81 | 0
6080 | 27.164 | 18.03 | 0 | 108.679 | 55.792 | 147.537 | 0
6081 | 27.164 | 31.225 | 0 | 53.56 | 0 | 107.709 | 0
6082 | 0 | 91.527 | 0 | 0 | 0 | 65.399 | 21.552
6083 | 0 | 198.258 | 0 | 0 | 0 | 44.355 | 143.99
6084 | 0 | 340.932 | 110.117 | 0 | 105.712 | 37.698 | 181.577
6085 | 0 | 332.757 | 286.116 | 0 | 380.383 | 42.179 | 2.131
6086 | 0 | 346.47 | 289.536 | 0 | 658.337 | 54.088 | 0
6087 | 0 | 269.995 | 199.273 | 0 | 849.639 | 67.186 | 0
6088 | 0 | 176.113 | 101.443 | 0 | 947.024 | 70.936 | 0
6089 | 0 | 187.144 | 67.052 | 0 | 1011.394 | 114.088 | 0
6090 | 0 | 69.175 | 0 | 94.531 | 912.924 | 155.52 | 0
6091 | 27.164 | 1.456 | 0 | 163.051 | 743.08 | 183.445 | 0
6092 | 0 | 0 | 0 | 156.833 | 579.712 | 148.991 | 0
6093 | 0 | 0 | 0 | 99.431 | 476.138 | 94.46 | 0
6094 | 0 | 0 | 0 | 49.151 | 424.939 | 46.693 | 0
6095 | 0 | 0 | 0 | 15.76 | 408.522 | 14.972 | 0
6096 | 0 | 0 | 0 | 9.823 | 398.289 | 9.332 | 0
6097 | 0 | 0 | 0 | 12.423 | 385.348 | 11.802 | 0
6098 | 0 | 0 | 0 | 15.035 | 369.687 | 14.283 | 0
6099 | 0 | 0 | 0 | 14.833 | 354.236 | 14.091 | 0
6100 | 0 | 0 | 0 | 18.086 | 335.397 | 17.181 | 0
6101 | 0 | 0 | 0 | 41.448 | 292.222 | 39.375 | 0
6102 | 0 | 0 | 0 | 79.58 | 209.327 | 75.601 | 0
6103 | 27.164 | 4.408 | 0 | 103.895 | 101.103 | 130.052 | 0
6104 | 20.375 | 49.161 | 0 | 97.059 | 0 | 159.284 | 0
6105 | 21.155 | 112.982 | 0 | 0 | 0 | 128.489 | 0
6106 | 0 | 171.26 | 78.303 | 0 | 75.171 | 88.308 | 0
6107 | 0 | 159.644 | 106.576 | 0 | 177.485 | 50.415 | 0
6108 | 0 | 241.632 | 205.212 | 0 | 374.488 | 34.599 | 0
6109 | 0 | 239.37 | 204.243 | 0 | 570.562 | 33.371 | 0
6110 | 0 | 241.691 | 196.072 | 0 | 758.791 | 43.338 | 0
6111 | 0 | 214.117 | 157.837 | 0 | 910.314 | 53.466 | 0
6112 | 0 | 160.226 | 80.545 | 0 | 987.637 | 75.697 | 0
6113 | 0 | 122.23 | 0 | 2.098 | 985.452 | 118.112 | 0
6114 | 0 | 63.874 | 0 | 112.544 | 868.219 | 167.597 | 0
6115 | 27.164 | 1.447 | 0 | 167.224 | 694.027 | 187.402 | 0
6116 | 0 | 0 | 0 | 155.782 | 531.754 | 147.993 | 0
6117 | 0 | 0 | 0 | 93.318 | 434.548 | 88.652 | 0
6118 | 0 | 0 | 0 | 33.029 | 400.142 | 31.378 | 0
6119 | 0 | 0 | 0 | 17.947 | 381.447 | 17.05 | 0
6120 | 0 | 0 | 0 | 11.526 | 369.441 | 10.949 | 0
6121 | 0 | 0 | 0 | 15.009 | 353.807 | 14.259 | 0
6122 | 0 | 0 | 0 | 16.826 | 336.279 | 15.985 | 0
6123 | 0 | 0 | 0 | 16.012 | 319.6 | 15.212 | 0
6124 | 0 | 0 | 0 | 18.569 | 300.257 | 17.641 | 0
6125 | 0 | 0 | 0 | 33.425 | 265.439 | 31.754 | 0
6126 | 3.545 | 0 | 0 | 69.351 | 193.198 | 69.428 | 0
6127 | 27.164 | 3.69 | 0 | 106.581 | 82.176 | 131.921 | 0
6128 | 27.164 | 40.808 | 0 | 78.889 | 0 | 140.876 | 0
6129 | 3.575 | 119.872 | 0 | 0 | 0 | 117.454 | 0
6130 | 0 | 176.194 | 103.792 | 0 | 99.64 | 68.782 | 0
6131 | 0 | 265.212 | 224.592 | 0 | 315.248 | 38.589 | 0
6132 | 0 | 204.275 | 167.577 | 0 | 476.122 | 34.863 | 0
6133 | 0 | 238.987 | 199.107 | 0 | 667.264 | 37.886 | 0
6134 | 0 | 219.944 | 167.564 | 0 | 828.126 | 49.761 | 0
6135 | 0 | 180.288 | 133.87 | 0 | 956.641 | 44.097 | 0
6136 | 0 | 106.697 | 44.054 | 0 | 998.933 | 59.511 | 0
6137 | 0 | 78.225 | 0 | 27.29 | 970.506 | 100.239 | 0
6138 | 0 | 40.896 | 0 | 124.402 | 840.921 | 157.032 | 0
6139 | 27.164 | 1.621 | 0 | 160.183 | 674.064 | 180.877 | 0
6140 | 0 | 0 | 0 | 171.021 | 495.917 | 162.47 | 0
6141 | 27.164 | 0 | 0 | 85.411 | 406.947 | 108.304 | 0
6142 | 0 | 0 | 0 | 48.472 | 356.455 | 46.049 | 0
6143 | 0 | 0 | 0 | 14.972 | 340.859 | 14.224 | 0
6144 | 0 | 0 | 0 | 13.368 | 326.934 | 12.699 | 0
6145 | 0 | 0 | 0 | 13.348 | 313.03 | 12.681 | 0
6146 | 7.042 | 0 | 0 | 6.803 | 305.944 | 13.505 | 0
6147 | 14.33 | 0 | 0 | 0 | 305.944 | 14.33 | 0
6148 | 0 | 0 | 0 | 20.454 | 284.638 | 19.431 | 0
6149 | 0 | 0 | 0 | 35.208 | 247.963 | 33.447 | 0
6150 | 27.164 | 0 | 0 | 43.646 | 202.498 | 68.627 | 0
6151 | 27.164 | 6.15 | 0 | 102.196 | 96.044 | 130.093 | 0
6152 | 27.164 | 49.252 | 0 | 92.202 | 0 | 161.545 | 0
6153 | 14.836 | 123.648 | 0 | 0 | 0 | 132.302 | 0
6154 | 0 | 134.291 | 0 | 0 | 0 | 68.708 | 58.868
6155 | 0 | 194.044 | 0 | 0 | 0 | 38.724 | 145.618
6156 | 0 | 328.298 | 97.483 | 0 | 93.583 | 35.781 | 183.493
6157 | 0 | 405.009 | 174.194 | 0 | 260.809 | 33.336 | 185.938
6158 | 0 | 423.624 | 230.242 | 0 | 481.842 | 47.22 | 136.492
6159 | 0 | 372.727 | 303.539 | 0 | 773.239 | 65.728 | 0
6160 | 0 | 260.176 | 177.085 | 0 | 943.241 | 78.936 | 0
6161 | 0 | 194.055 | 70.992 | 0 | 1011.394 | 116.91 | 0
6162 | 0 | 55.954 | 0 | 97.79 | 909.529 | 146.056 | 0
6163 | 7.311 | 1.006 | 0 | 175.685 | 726.524 | 175.167 | 0
6164 | 0 | 0 | 0 | 167.902 | 551.627 | 159.507 | 0
6165 | 0 | 0 | 0 | 124.926 | 421.495 | 118.68 | 0
6166 | 0 | 0 | 0 | 39.68 | 380.162 | 37.696 | 0
6167 | 0 | 0 | 0 | 14.699 | 364.85 | 13.964 | 0
6168 | 0 | 0 | 0 | 11.805 | 352.553 | 11.215 | 0
6169 | 0 | 0 | 0 | 13.558 | 338.431 | 12.88 | 0
6170 | 0 | 0 | 0 | 12.727 | 325.173 | 12.091 | 0
6171 | 0 | 0 | 0 | 13.971 | 310.62 | 13.272 | 0
6172 | 0 | 0 | 0 | 25.221 | 284.349 | 23.959 | 0
6173 | 0 | 0 | 0 | 40.075 | 242.604 | 38.071 | 0
6174 | 0 | 0 | 0 | 75.546 | 163.91 | 71.769 | 0
6175 | 0 | 6.004 | 0 | 91.944 | 68.135 | 93.05 | 0
6176 | 0 | 47.854 | 0 | 65.41 | 0 | 107.601 | 0
6177 | 0 | 144.978 | 0 | 0 | 0 | 102.987 | 34.742
6178 | 0 | 174.817 | 0 | 0 | 0 | 80.955 | 85.121
6179 | 0 | 236.757 | 38.676 | 0 | 37.129 | 73.646 | 114.532
6180 | 0 | 289.329 | 215.652 | 0 | 244.154 | 69.993 | 0
6181 | 0 | 307.466 | 237.772 | 0 | 472.416 | 66.209 | 0
6182 | 0 | 361.65 | 269.292 | 0 | 730.936 | 87.74 | 0
6183 | 0 | 245.541 | 151.69 | 0 | 876.558 | 89.159 | 0
6184 | 0 | 255.654 | 140.454 | 0 | 1011.394 | 109.441 | 0
6185 | 0 | 78.573 | 0 | 49.144 | 960.203 | 121.331 | 0
6186 | 0 | 33.035 | 0 | 124.676 | 830.332 | 149.825 | 0
6187 | 1.868 | 0.979 | 0 | 173.496 | 649.607 | 167.619 | 0
6188 | 0 | 0 | 0 | 121.461 | 523.085 | 115.388 | 0
6189 | 0 | 0 | 0 | 73.947 | 446.057 | 70.25 | 0
6190 | 0 | 0 | 0 | 32.773 | 411.919 | 31.134 | 0
6191 | 0 | 0 | 0 | 19.633 | 391.468 | 18.651 | 0
6192 | 0 | 0 | 0 | 12.079 | 378.886 | 11.475 | 0
6193 | 0 | 0 | 0 | 13.267 | 365.066 | 12.604 | 0
6194 | 0 | 0 | 0 | 13.149 | 351.37 | 12.491 | 0
6195 | 0 | 0 | 0 | 18.62 | 331.973 | 17.689 | 0
6196 | 0 | 0 | 0 | 28.524 | 302.26 | 27.098 | 0
6197 | 0 | 0 | 0 | 45.561 | 254.801 | 43.283 | 0
6198 | 0 | 0 | 0 | 66.976 | 185.034 | 63.627 | 0
6199 | 0 | 5.02 | 0 | 92.433 | 88.75 | 92.58 | 0
6200 | 0 | 55.886 | 0 | 69.425 | 16.432 | 119.046 | 0
6201 | 0 | 102.8 | 0 | 15.775 | 0 | 112.646 | 0
6202 | 0 | 180.969 | 69.581 | 0 | 66.798 | 88.47 | 17.348
6203 | 0 | 258.261 | 189.943 | 0 | 249.144 | 64.902 | 0
6204 | 0 | 259.311 | 192.101 | 0 | 433.561 | 63.849 | 0
6205 | 0 | 262.722 | 184.534 | 0 | 610.713 | 74.279 | 0
6206 | 0 | 249.874 | 157.585 | 0 | 761.995 | 87.675 | 0
6207 | 0 | 267.324 | 179.941 | 0 | 934.738 | 83.014 | 0
6208 | 0 | 175.774 | 79.85 | 0 | 1011.394 | 91.128 | 0
6209 | 0 | 129.09 | 0 | 4.426 | 1006.783 | 126.84 | 0
6210 | 0 | 37.36 | 0 | 134.172 | 867.021 | 162.955 | 0
6211 | 27.164 | 0.843 | 0 | 125.873 | 735.904 | 147.543 | 0
6212 | 0 | 0 | 0 | 115.722 | 615.36 | 109.935 | 0
6213 | 0 | 0 | 0 | 67.482 | 545.067 | 64.108 | 0
6214 | 0 | 0 | 0 | 42.198 | 501.111 | 40.088 | 0
6215 | 0 | 0 | 0 | 17.907 | 482.458 | 17.011 | 0
6216 | 0 | 0 | 0 | 11.67 | 470.302 | 11.087 | 0
6217 | 0 | 0 | 0 | 15.026 | 454.649 | 14.275 | 0
6218 | 0 | 0 | 0 | 15.794 | 438.197 | 15.004 | 0
6219 | 0 | 0 | 0 | 15.784 | 421.755 | 14.995 | 0
6220 | 0 | 0 | 0 | 25.01 | 395.703 | 23.76 | 0
6221 | 0 | 0 | 0 | 41.213 | 352.773 | 39.152 | 0
6222 | 0 | 0 | 0 | 77.801 | 271.73 | 73.911 | 0
6223 | 27.164 | 3.143 | 0 | 120.164 | 146.56 | 144.306 | 0
6224 | 6.048 | 56.233 | 0 | 121.408 | 20.093 | 174.807 | 0
6225 | 27.164 | 93.477 | 0 | 19.289 | 0 | 134.291 | 0
6226 | 0 | 92.713 | 0 | 0 | 0 | 70.868 | 17.209
6227 | 0 | 139.611 | 0 | 0 | 0 | 39.203 | 93.428
6228 | 0 | 203.041 | 53.113 | 0 | 50.988 | 40.599 | 101.833
6229 | 0 | 236.848 | 189.129 | 0 | 232.552 | 45.333 | 0
6230 | 0 | 352.14 | 303.099 | 0 | 523.527 | 46.59 | 0
6231 | 0 | 325.778 | 272.691 | 0 | 785.311 | 50.432 | 0
6232 | 0 | 256.85 | 185.168 | 0 | 963.072 | 68.098 | 0
6233 | 0 | 160.878 | 50.335 | 0 | 1011.394 | 105.016 | 0
6234 | 0 | 69.72 | 0 | 114.96 | 891.644 | 175.446 | 0
6235 | 27.164 | 0.74 | 0 | 180.202 | 703.934 | 199.059 | 0
6236 | 0 | 0 | 0 | 180.382 | 516.036 | 171.363 | 0
6237 | 0 | 0 | 0 | 95.39 | 416.671 | 90.62 | 0
6238 | 0 | 0 | 0 | 40.366 | 374.623 | 38.348 | 0
6239 | 0 | 0 | 0 | 25.12 | 348.457 | 23.864 | 0
6240 | 0 | 0 | 0 | 11.665 | 336.305 | 11.082 | 0
6241 | 0 | 0 | 0 | 15.465 | 320.196 | 14.692 | 0
6242 | 7.647 | 0 | 0 | 9.383 | 310.422 | 16.561 | 0
6243 | 16.475 | 0 | 0 | 0 | 310.422 | 16.475 | 0
6244 | 0 | 0 | 0 | 24.523 | 284.877 | 23.297 | 0
6245 | 27.164 | 0 | 0 | 10.755 | 273.673 | 37.381 | 0
6246 | 27.164 | 0 | 0 | 62.474 | 208.596 | 86.514 | 0
6247 | 27.164 | 3.236 | 0 | 100.932 | 103.459 | 126.123 | 0
6248 | 27.164 | 42.443 | 0 | 99.32 | 0 | 161.839 | 0
6249 | 4.557 | 113.04 | 0 | 0 | 0 | 111.946 | 0
6250 | 0 | 153.599 | 0 | 0 | 0 | 55.155 | 90.764
6251 | 0 | 229.02 | 141.549 | 0 | 135.887 | 50.18 | 32.917
6252 | 0 | 275.867 | 235.949 | 0 | 362.398 | 37.922 | 0
6253 | 0 | 250.705 | 209.503 | 0 | 563.52 | 39.142 | 0
6254 | 0 | 283.979 | 236.782 | 0 | 790.831 | 44.838 | 0
6255 | 0 | 206.402 | 141.701 | 0 | 926.864 | 61.466 | 0
6256 | 0 | 166.631 | 88.052 | 0 | 1011.394 | 74.65 | 0
6257 | 27.164 | 48.899 | 0 | 36.437 | 973.438 | 108.233 | 0
6258 | 27.164 | 30.002 | 0 | 103.545 | 865.579 | 154.033 | 0
6259 | 27.164 | 0.725 | 0 | 152.236 | 706.999 | 172.477 | 0
6260 | 27.164 | 0 | 0 | 125.667 | 576.097 | 146.547 | 0
6261 | 27.164 | 0 | 0 | 50.839 | 523.139 | 75.461 | 0
6262 | 27.164 | 0 | 0 | 3.115 | 519.895 | 30.123 | 0
6263 | 15.578 | 0 | 0 | 0 | 519.895 | 15.578 | 0
6264 | 9.683 | 0 | 0 | 0 | 519.895 | 9.683 | 0
6265 | 12.737 | 0 | 0 | 0 | 519.895 | 12.737 | 0
6266 | 12.271 | 0 | 0 | 0 | 519.895 | 12.271 | 0
6267 | 10.482 | 0 | 0 | 0 | 519.895 | 10.482 | 0
6268 | 17.322 | 0 | 0 | 0 | 519.895 | 17.322 | 0
6269 | 25.433 | 0 | 0 | 0 | 519.895 | 25.433 | 0
6270 | 27.164 | 0 | 0 | 38.322 | 479.977 | 63.569 | 0
6271 | 27.164 | 2.049 | 0 | 120.998 | 353.937 | 144.058 | 0
6272 | 27.164 | 19.19 | 0 | 112.08 | 237.187 | 151.869 | 0
6273 | 27.164 | 48.709 | 0 | 50.855 | 184.214 | 121.749 | 0
6274 | 0 | 80.259 | 21.552 | 0 | 204.904 | 55.772 | 0
6275 | 0 | 134.245 | 98.326 | 0 | 299.296 | 34.124 | 0
6276 | 10.968 | 157.501 | 132.879 | 0 | 426.861 | 34.359 | 0
6277 | 0 | 199.479 | 162.682 | 0 | 583.035 | 34.958 | 0
6278 | 27.164 | 149.493 | 134.394 | 0 | 712.053 | 41.507 | 0
6279 | 27.164 | 106.886 | 73.939 | 0 | 783.035 | 58.464 | 0
6280 | 27.164 | 104.712 | 52.072 | 0 | 833.024 | 77.171 | 0
6281 | 27.164 | 55.678 | 0 | 34.029 | 797.578 | 112.385 | 0
6282 | 27.164 | 22.22 | 0 | 118.325 | 674.323 | 160.681 | 0
6283 | 27.164 | 0.583 | 0 | 161.96 | 505.615 | 181.58 | 0
6284 | 27.164 | 0 | 0 | 141.806 | 357.9 | 161.88 | 0
6285 | 27.164 | 0 | 0 | 68.322 | 286.731 | 92.07 | 0
6286 | 27.164 | 0 | 0 | 9.676 | 276.652 | 36.356 | 0
6287 | 13.512 | 0 | 0 | 0 | 276.652 | 13.512 | 0
6288 | 11.824 | 0 | 0 | 0 | 276.652 | 11.824 | 0
6289 | 13.198 | 0 | 0 | 0 | 276.652 | 13.198 | 0
6290 | 14.894 | 0 | 0 | 0 | 276.652 | 14.894 | 0
6291 | 15.718 | 0 | 0 | 0 | 276.652 | 15.718 | 0
6292 | 17.394 | 0 | 0 | 0 | 276.652 | 17.394 | 0
6293 | 26.99 | 0 | 0 | 0 | 276.652 | 26.99 | 0
6294 | 27.164 | 0 | 0 | 60.389 | 213.746 | 84.534 | 0
6295 | 27.164 | 4.892 | 0 | 105.893 | 103.441 | 132.41 | 0
6296 | 27.164 | 35.424 | 0 | 87.068 | 12.744 | 143.532 | 0
6297 | 27.164 | 81.874 | 0 | 12.235 | 0 | 116.567 | 0
6298 | 0 | 197.94 | 0 | 0 | 0 | 59.618 | 128.425
6299 | 0 | 234.822 | 4.007 | 0 | 3.847 | 30.525 | 188.749
6300 | 0 | 217.401 | 120.976 | 0 | 119.984 | 27.096 | 64.508
6301 | 0 | 230.666 | 197.123 | 0 | 309.222 | 31.866 | 0
6302 | 0 | 372.037 | 330.27 | 0 | 626.281 | 39.678 | 0
6303 | 0 | 268.716 | 212.08 | 0 | 829.878 | 53.804 | 0
6304 | 0 | 248.317 | 165.424 | 0 | 988.685 | 78.748 | 0
6305 | 0 | 123.713 | 23.655 | 0 | 1011.394 | 95.056 | 0
6306 | 0 | 72.259 | 0 | 106.499 | 900.457 | 169.82 | 0
6307 | 27.164 | 0.925 | 0 | 163.233 | 730.422 | 183.114 | 0
6308 | 0 | 0 | 0 | 163.548 | 560.06 | 155.371 | 0
6309 | 0 | 0 | 0 | 92.403 | 463.807 | 87.783 | 0
6310 | 0 | 0 | 0 | 38.754 | 423.439 | 36.816 | 0
6311 | 0 | 0 | 0 | 15.688 | 407.097 | 14.904 | 0
6312 | 0 | 0 | 0 | 12.508 | 394.067 | 11.883 | 0
6313 | 0 | 0 | 0 | 14.098 | 379.382 | 13.393 | 0
6314 | 0 | 0 | 0 | 13.822 | 364.984 | 13.131 | 0
6315 | 0 | 0 | 0 | 14.253 | 350.137 | 13.541 | 0
6316 | 0 | 0 | 0 | 19.933 | 329.373 | 18.936 | 0
6317 | 0 | 0 | 0 | 39.693 | 288.027 | 37.708 | 0
6318 | 0 | 0 | 0 | 77.052 | 207.764 | 73.199 | 0
6319 | 21.22 | 5.336 | 0 | 107.344 | 95.948 | 128.267 | 0
6320 | 0 | 64.673 | 0 | 92.11 | 0 | 148.944 | 0
6321 | 0 | 179.926 | 0 | 0 | 0 | 120.464 | 50.466
6322 | 0 | 292.955 | 62.14 | 0 | 59.655 | 56.757 | 162.518
6323 | 0 | 312.13 | 81.315 | 0 | 137.717 | 37.953 | 181.321
6324 | 0 | 379.8 | 148.985 | 0 | 280.742 | 40.587 | 178.687
6325 | 0 | 361.29 | 130.475 | 0 | 405.998 | 47.849 | 171.425
6326 | 0 | 339.075 | 288.116 | 0 | 682.589 | 48.411 | 0
6327 | 0 | 313.922 | 108.347 | 0 | 786.602 | 59.603 | 135.694
6328 | 0 | 266.224 | 184.957 | 0 | 964.161 | 77.204 | 0
6329 | 0 | 151.925 | 49.201 | 0 | 1011.394 | 97.588 | 0
6330 | 0 | 51.576 | 0 | 98.854 | 908.421 | 142.909 | 0
6331 | 13.842 | 0.664 | 0 | 172.059 | 729.192 | 177.929 | 0
6332 | 0 | 0 | 0 | 149.746 | 573.207 | 142.259 | 0
6333 | 0 | 0 | 0 | 94.219 | 475.062 | 89.508 | 0
6334 | 0 | 0 | 0 | 38.142 | 435.331 | 36.235 | 0
6335 | 0 | 0 | 0 | 15.614 | 419.066 | 14.834 | 0
6336 | 0 | 0 | 0 | 11.816 | 406.757 | 11.225 | 0
6337 | 0 | 0 | 0 | 14.365 | 391.794 | 13.647 | 0
6338 | 0 | 0 | 0 | 13.762 | 377.458 | 13.074 | 0
6339 | 0 | 0 | 0 | 14.111 | 362.759 | 13.406 | 0
6340 | 0 | 0 | 0 | 19.967 | 341.961 | 18.968 | 0
6341 | 0 | 0 | 0 | 34.972 | 305.531 | 33.224 | 0
6342 | 0 | 0 | 0 | 72.105 | 230.421 | 68.5 | 0
6343 | 0 | 5.512 | 0 | 99.796 | 126.467 | 100.042 | 0
6344 | 0 | 23.793 | 0 | 95.587 | 26.897 | 113.411 | 0
6345 | 0 | 76.001 | 0 | 25.821 | 0 | 96.731 | 0
6346 | 0 | 151.647 | 0 | 0 | 0 | 81.549 | 62.516
6347 | 0 | 183.646 | 56.059 | 0 | 53.817 | 70.479 | 50.728
6348 | 0 | 220.728 | 159.249 | 0 | 206.696 | 58.405 | 0
6349 | 0 | 295.624 | 227.259 | 0 | 424.865 | 64.946 | 0
6350 | 0 | 302.544 | 216.283 | 0 | 632.497 | 81.947 | 0
6351 | 0 | 295.185 | 205.666 | 0 | 829.936 | 85.043 | 0
6352 | 0 | 243.825 | 136.241 | 0 | 960.728 | 102.205 | 0
6353 | 0 | 183.598 | 52.777 | 0 | 1011.394 | 124.28 | 0
6354 | 0 | 49.039 | 0 | 99.063 | 908.203 | 140.698 | 0
6355 | 0 | 0.624 | 0 | 144.898 | 757.267 | 138.246 | 0
6356 | 0 | 0 | 0 | 112.349 | 640.237 | 106.732 | 0
6357 | 0 | 0 | 0 | 62.025 | 575.627 | 58.924 | 0
6358 | 0 | 0 | 0 | 32.269 | 542.013 | 30.656 | 0
6359 | 0 | 0 | 0 | 14.09 | 527.336 | 13.386 | 0
6360 | 0 | 0 | 0 | 11.596 | 515.257 | 11.016 | 0
6361 | 0 | 0 | 0 | 13.854 | 500.826 | 13.161 | 0
6362 | 0 | 0 | 0 | 14.455 | 485.769 | 13.732 | 0
6363 | 0 | 0 | 0 | 15.355 | 469.774 | 14.588 | 0
6364 | 0 | 0 | 0 | 26.21 | 442.471 | 24.9 | 0
6365 | 0 | 0 | 0 | 52.683 | 387.593 | 50.048 | 0
6366 | 0 | 0 | 0 | 63.194 | 321.766 | 60.034 | 0
6367 | 0 | 4.953 | 0 | 98.927 | 218.718 | 98.686 | 0
6368 | 0 | 22.973 | 0 | 94.294 | 120.495 | 111.404 | 0
6369 | 0 | 50.114 | 0 | 43.543 | 75.138 | 88.974 | 0
6370 | 0 | 84.744 | 13.936 | 0 | 88.517 | 67.267 | 0
6371 | 0 | 131.703 | 68.585 | 0 | 154.359 | 59.962 | 0
6372 | 0 | 184.085 | 98.441 | 0 | 248.862 | 81.362 | 0
6373 | 0 | 178.209 | 98.832 | 0 | 343.74 | 75.408 | 0
6374 | 0 | 229.397 | 153.565 | 0 | 491.162 | 72.041 | 0
6375 | 0 | 242.772 | 155.81 | 0 | 640.739 | 82.614 | 0
6376 | 0 | 162.285 | 50.991 | 0 | 689.69 | 105.729 | 0
6377 | 0 | 113.383 | 0 | 20.689 | 668.14 | 127.368 | 0
6378 | 0 | 68.441 | 0 | 71.886 | 593.259 | 133.31 | 0
6379 | 27.164 | 0.823 | 0 | 105.709 | 483.145 | 128.369 | 0
6380 | 0 | 0 | 0 | 103.292 | 375.549 | 98.127 | 0
6381 | 0 | 0 | 0 | 79.384 | 292.857 | 75.415 | 0
6382 | 24.369 | 0 | 0 | 8.746 | 283.746 | 32.678 | 0
6383 | 0 | 0 | 0 | 20.488 | 262.405 | 19.463 | 0
6384 | 12.102 | 0 | 0 | 0 | 262.405 | 12.102 | 0
6385 | 0 | 0 | 0 | 13.252 | 248.601 | 12.59 | 0
6386 | 13.766 | 0 | 0 | 0 | 248.601 | 13.766 | 0
6387 | 0 | 0 | 0 | 15.867 | 232.072 | 15.074 | 0
6388 | 20.737 | 0 | 0 | 0 | 232.072 | 20.737 | 0
6389 | 27.164 | 0 | 0 | 8.227 | 223.503 | 34.979 | 0
6390 | 27.164 | 0 | 0 | 46.899 | 174.65 | 71.717 | 0
6391 | 27.164 | 8.756 | 0 | 93.876 | 76.862 | 124.665 | 0
6392 | 27.164 | 68.494 | 0 | 73.788 | 0 | 162.331 | 0
6393 | 0 | 195.024 | 0 | 0 | 0 | 126.198 | 59.075
6394 | 0 | 302.618 | 71.803 | 0 | 68.931 | 64.673 | 154.601
6395 | 0 | 319.569 | 88.754 | 0 | 154.135 | 43.736 | 175.538
6396 | 0 | 360.415 | 129.6 | 0 | 278.551 | 33.618 | 185.657
6397 | 0 | 389.429 | 158.614 | 0 | 430.82 | 42.467 | 176.808
6398 | 0 | 364.977 | 134.162 | 0 | 559.616 | 51.321 | 167.953
6399 | 0 | 317.742 | 160.575 | 0 | 713.768 | 60.892 | 88.417
6400 | 0 | 296.238 | 212.133 | 0 | 917.415 | 79.9 | 0
6401 | 0 | 202.957 | 97.894 | 0 | 1011.394 | 99.809 | 0
6402 | 0 | 77.258 | 0 | 86.228 | 921.573 | 155.312 | 0
6403 | 0.608 | 0.548 | 0 | 199.492 | 713.768 | 190.647 | 0
6404 | 0 | 0 | 0 | 155.485 | 551.805 | 147.71 | 0
6405 | 0 | 0 | 0 | 82.114 | 466.27 | 78.008 | 0
6406 | 0 | 0 | 0 | 42.553 | 421.943 | 40.426 | 0
6407 | 0 | 0 | 0 | 15.322 | 405.983 | 14.556 | 0
6408 | 0 | 0 | 0 | 12.447 | 393.017 | 11.825 | 0
6409 | 0 | 0 | 0 | 13.518 | 378.936 | 12.842 | 0
6410 | 0 | 0 | 0 | 13.429 | 364.947 | 12.758 | 0
6411 | 0 | 0 | 0 | 15.406 | 348.899 | 14.636 | 0
6412 | 0 | 0 | 0 | 23.087 | 324.85 | 21.933 | 0
6413 | 0 | 0 | 0 | 27.893 | 295.795 | 26.498 | 0
6414 | 0 | 0 | 0 | 66.785 | 226.227 | 63.446 | 0
6415 | 0 | 4.437 | 0 | 123.598 | 97.479 | 121.633 | 0
6416 | 0 | 67.539 | 0 | 93.58 | 0 | 153.063 | 0
6417 | 0 | 135.843 | 0 | 0 | 0 | 123.125 | 5.925
6418 | 0 | 176.864 | 0 | 0 | 0 | 65.125 | 102.896
6419 | 0 | 275.645 | 44.83 | 0 | 43.037 | 47.527 | 171.747
6420 | 0 | 285.057 | 54.242 | 0 | 95.109 | 41.892 | 177.382
6421 | 0 | 367.053 | 136.238 | 0 | 225.898 | 44.842 | 174.433
6422 | 0 | 390.603 | 331.894 | 0 | 544.516 | 50.805 | 4.969
6423 | 0 | 344.149 | 283.118 | 0 | 816.309 | 57.98 | 0
6424 | 0 | 258.357 | 174.461 | 0 | 983.792 | 79.701 | 0
6425 | 0 | 141.389 | 28.752 | 0 | 1011.394 | 107.005 | 0
6426 | 27.164 | 56.544 | 0 | 88.782 | 918.912 | 165.223 | 0
6427 | 27.164 | 0.278 | 0 | 140.936 | 772.104 | 183.663 | 0
6428 | 27.164 | 0 | 0 | 134.361 | 632.145 | 154.807 | 0
6429 | 27.164 | 0 | 0 | 79.404 | 549.432 | 102.598 | 0
6430 | 27.164 | 0 | 0 | 13.97 | 534.88 | 40.435 | 0
6431 | 19.092 | 0 | 0 | 0 | 534.88 | 19.092 | 0
6432 | 10.343 | 0 | 0 | 0 | 534.88 | 10.343 | 0
6433 | 14.304 | 0 | 0 | 0 | 534.88 | 14.304 | 0
6434 | 14.42 | 0 | 0 | 0 | 534.88 | 14.42 | 0
6435 | 15.477 | 0 | 0 | 0 | 534.88 | 15.477 | 0
6436 | 21.725 | 0 | 0 | 0 | 534.88 | 21.725 | 0
6437 | 27.164 | 0 | 0 | 3.255 | 531.489 | 30.256 | 0
6438 | 27.164 | 0 | 0 | 38.696 | 491.181 | 63.925 | 0
6439 | 27.164 | 1.67 | 0 | 107.875 | 378.811 | 131.231 | 0
6440 | 27.164 | 11.714 | 0 | 121.726 | 252.014 | 153.932 | 0
6441 | 27.164 | 30.171 | 0 | 59.347 | 190.195 | 112.205 | 0
6442 | 27.164 | 97.115 | 51.193 | 0 | 239.34 | 70.79 | 0
6443 | 27.164 | 54.253 | 40.059 | 0 | 277.797 | 40.648 | 0
6444 | 27.164 | 96.938 | 88.664 | 0 | 362.914 | 35.025 | 0
6445 | 27.164 | 123.715 | 89.472 | 0 | 448.807 | 59.695 | 0
6446 | 27.164 | 71.856 | 56.978 | 0 | 503.506 | 41.298 | 0
6447 | 27.164 | 91.814 | 61.015 | 0 | 562.081 | 56.423 | 0
6448 | 27.164 | 77.766 | 21.736 | 0 | 582.947 | 80.392 | 0
6449 | 27.164 | 55.254 | 0 | 36.136 | 545.305 | 113.985 | 0
6450 | 27.164 | 26.371 | 0 | 118.894 | 421.457 | 165.165 | 0
6451 | 27.164 | 0.371 | 0 | 126.822 | 289.352 | 184.995 | 0
6452 | 27.164 | 0 | 0 | 100.234 | 184.941 | 152.983 | 0
6453 | 27.164 | 0 | 0 | 58.76 | 123.732 | 103.732 | 0
6454 | 27.164 | 0 | 0 | 6.241 | 117.231 | 41.366 | 0
6455 | 21.7 | 0 | 0 | 0 | 117.231 | 21.7 | 0
6456 | 11.494 | 0 | 0 | 0 | 117.231 | 11.494 | 0
6457 | 12.444 | 0 | 0 | 0 | 117.231 | 12.444 | 0
6458 | 13.791 | 0 | 0 | 0 | 117.231 | 13.791 | 0
6459 | 15.876 | 0 | 0 | 0 | 117.231 | 15.876 | 0
6460 | 19.966 | 0 | 0 | 0 | 117.231 | 19.966 | 0
6461 | 27.164 | 0 | 0 | 1.853 | 115.301 | 36.155 | 0
6462 | 27.164 | 0 | 0 | 26.852 | 87.33 | 65.842 | 0
6463 | 27.164 | 5.839 | 0 | 62.946 | 21.762 | 115.636 | 0
6464 | 27.164 | 69.313 | 0 | 20.891 | 0 | 141.072 | 0
6465 | 27.164 | 94.22 | 0 | 0 | 0 | 120.446 | 0
6466 | 0 | 235.593 | 4.778 | 0 | 4.587 | 57.107 | 162.167
6467 | 0 | 266.069 | 35.254 | 0 | 38.43 | 40.868 | 178.407
6468 | 0 | 343.005 | 112.19 | 0 | 146.132 | 36.655 | 182.619
6469 | 0 | 346.895 | 119.308 | 0 | 260.668 | 33.528 | 182.68
6470 | 0 | 290.896 | 240.726 | 0 | 491.765 | 47.662 | 0
6471 | 0 | 340.016 | 282.184 | 0 | 762.661 | 54.94 | 0
6472 | 0 | 263.412 | 194.252 | 0 | 949.144 | 65.702 | 0
6473 | 0 | 181.326 | 64.844 | 0 | 1011.394 | 110.658 | 0
6474 | 0 | 64.174 | 0 | 102.854 | 904.254 | 158.676 | 0
6475 | 27.164 | 0.422 | 0 | 150.261 | 747.733 | 170.313 | 0
6476 | 0 | 0 | 0 | 151.569 | 589.848 | 143.991 | 0
6477 | 0 | 0 | 0 | 102.199 | 483.391 | 97.089 | 0
6478 | 0 | 0 | 0 | 30.931 | 451.171 | 29.385 | 0
6479 | 0 | 0 | 0 | 13.899 | 436.692 | 13.204 | 0
6480 | 0 | 0 | 0 | 11.498 | 424.715 | 10.923 | 0
6481 | 0 | 0 | 0 | 13.523 | 410.629 | 12.846 | 0
6482 | 0 | 0 | 0 | 13.286 | 396.789 | 12.622 | 0
6483 | 0 | 0 | 0 | 14.591 | 381.591 | 13.861 | 0
6484 | 0 | 0 | 0 | 20.593 | 360.139 | 19.564 | 0
6485 | 0 | 0 | 0 | 48.744 | 309.364 | 46.306 | 0
6486 | 0 | 0 | 0 | 75.484 | 230.735 | 71.71 | 0
6487 | 22.532 | 5.359 | 0 | 110.471 | 115.661 | 132.571 | 0
6488 | 0 | 49.248 | 0 | 111.034 | 0 | 152.269 | 0
6489 | 0 | 154.326 | 0 | 0 | 0 | 129.534 | 17.076
6490 | 0 | 190.524 | 0 | 0 | 0 | 64.196 | 116.802
6491 | 0 | 261.632 | 30.817 | 0 | 29.584 | 30.614 | 188.66
6492 | 0 | 254.027 | 23.212 | 0 | 51.868 | 29.333 | 189.942
6493 | 0 | 212.104 | 137.419 | 0 | 183.79 | 35.775 | 35.175
6494 | 0 | 282.299 | 235.575 | 0 | 409.942 | 44.388 | 0
6495 | 0 | 317.598 | 264.733 | 0 | 664.085 | 50.222 | 0
6496 | 0 | 274.96 | 193.393 | 0 | 849.743 | 77.489 | 0
6497 | 0 | 206.316 | 89.521 | 0 | 935.683 | 110.955 | 0
6498 | 0 | 74.685 | 0 | 91.26 | 840.62 | 157.648 | 0
6499 | 0 | 0.308 | 0 | 175.528 | 657.778 | 167.045 | 0
6500 | 0 | 0 | 0 | 151.755 | 499.7 | 144.167 | 0
6501 | 0 | 0 | 0 | 90.388 | 405.546 | 85.868 | 0
6502 | 0 | 0 | 0 | 37.748 | 366.226 | 35.86 | 0
6503 | 0 | 0 | 0 | 14.26 | 351.372 | 13.547 | 0
6504 | 0 | 0 | 0 | 14.04 | 336.747 | 13.338 | 0
6505 | 0 | 0 | 0 | 15.347 | 320.761 | 14.579 | 0
6506 | 0 | 0 | 0 | 13.994 | 306.184 | 13.294 | 0
6507 | 0 | 0 | 0 | 13.382 | 292.244 | 12.713 | 0
6508 | 0 | 0 | 0 | 18.402 | 273.076 | 17.482 | 0
6509 | 0 | 0 | 0 | 36.816 | 234.727 | 34.975 | 0
6510 | 0 | 0 | 0 | 67.502 | 164.412 | 64.127 | 0
6511 | 0 | 5.661 | 0 | 103.673 | 56.419 | 103.867 | 0
6512 | 0 | 69.652 | 0 | 54.163 | 0 | 117.624 | 0
6513 | 0 | 140.383 | 0 | 0 | 0 | 95.194 | 38.17
6514 | 0 | 202.061 | 0 | 0 | 0 | 76.59 | 115.367
6515 | 0 | 281.334 | 50.519 | 0 | 48.498 | 70.645 | 148.629
6516 | 0 | 400.263 | 169.448 | 0 | 211.169 | 66.861 | 152.414
6517 | 0 | 411.763 | 310.294 | 0 | 509.051 | 83.31 | 13.086
6518 | 0 | 374.221 | 289.809 | 0 | 787.267 | 80.192 | 0
6519 | 0 | 232.58 | 142.221 | 0 | 923.799 | 85.842 | 0
6520 | 0 | 204.395 | 91.245 | 0 | 1011.394 | 107.493 | 0
6521 | 0 | 91.378 | 0 | 62.17 | 946.634 | 145.87 | 0
6522 | 0 | 36.905 | 0 | 137.788 | 803.105 | 165.958 | 0
6523 | 4.507 | 0.193 | 0 | 161.719 | 634.647 | 158.324 | 0
6524 | 0 | 0 | 0 | 123.493 | 506.008 | 117.319 | 0
6525 | 0 | 0 | 0 | 76.607 | 426.209 | 72.777 | 0
6526 | 0 | 0 | 0 | 33.566 | 391.245 | 31.887 | 0
6527 | 0 | 0 | 0 | 19.543 | 370.888 | 18.566 | 0
6528 | 0 | 0 | 0 | 11.208 | 359.213 | 10.648 | 0
6529 | 0 | 0 | 0 | 11.744 | 346.979 | 11.157 | 0
6530 | 0 | 0 | 0 | 13.898 | 332.502 | 13.203 | 0
6531 | 0 | 0 | 0 | 15.399 | 316.461 | 14.629 | 0
6532 | 0 | 0 | 0 | 18.81 | 296.868 | 17.869 | 0
6533 | 0 | 0 | 0 | 27.311 | 268.419 | 25.946 | 0
6534 | 0 | 0 | 0 | 68.744 | 196.811 | 65.307 | 0
6535 | 0 | 6.716 | 0 | 101.952 | 90.611 | 103.234 | 0
6536 | 0 | 43.926 | 0 | 86.987 | 0 | 124.368 | 0
6537 | 0 | 123.712 | 0 | 0 | 0 | 102.636 | 14.89
6538 | 0 | 233.429 | 2.614 | 0 | 2.51 | 85.612 | 133.662
6539 | 0 | 336.295 | 105.48 | 0 | 103.771 | 73.159 | 146.116
6540 | 0 | 307.483 | 76.668 | 0 | 177.372 | 73.989 | 145.285
6541 | 0 | 398.972 | 168.157 | 0 | 338.803 | 73.663 | 145.611
6542 | 0 | 355.546 | 150.29 | 0 | 483.082 | 82.037 | 112.956
6543 | 0 | 320.725 | 238.202 | 0 | 711.755 | 78.397 | 0
6544 | 0 | 274.155 | 171.677 | 0 | 876.565 | 97.354 | 0
6545 | 0 | 176.363 | 41.681 | 0 | 916.579 | 127.947 | 0
6546 | 0 | 82.282 | 0 | 77.032 | 836.337 | 151.349 | 0
6547 | 0 | 0.295 | 0 | 158.809 | 670.912 | 151.148 | 0
6548 | 0 | 0 | 0 | 120.385 | 545.511 | 114.365 | 0
6549 | 0 | 0 | 0 | 59.24 | 483.803 | 56.278 | 0
6550 | 0 | 0 | 0 | 42.688 | 439.336 | 40.553 | 0
6551 | 0 | 0 | 0 | 22.998 | 415.38 | 21.848 | 0
6552 | 0 | 0 | 0 | 11.137 | 403.779 | 10.58 | 0
6553 | 0 | 0 | 0 | 12.716 | 390.533 | 12.08 | 0
6554 | 0 | 0 | 0 | 12.476 | 377.537 | 11.852 | 0
6555 | 0 | 0 | 0 | 14.815 | 362.105 | 14.074 | 0
6556 | 0 | 0 | 0 | 22.41 | 338.761 | 21.289 | 0
6557 | 0 | 0 | 0 | 31.205 | 306.256 | 29.645 | 0
6558 | 0 | 0 | 0 | 73.089 | 230.122 | 69.434 | 0
6559 | 0 | 6.365 | 0 | 119.576 | 105.564 | 119.643 | 0
6560 | 0 | 53.431 | 0 | 101.341 | 0 | 147.034 | 0
6561 | 0 | 180.231 | 0 | 0 | 0 | 113.556 | 57.663
6562 | 0 | 203.608 | 0 | 0 | 0 | 64.036 | 129.392
6563 | 0 | 249.469 | 18.654 | 0 | 17.907 | 42.02 | 177.254
6564 | 0 | 363.034 | 132.219 | 0 | 144.838 | 42.614 | 176.66
6565 | 0 | 395.832 | 165.017 | 0 | 303.255 | 39.321 | 179.953
6566 | 0 | 408.734 | 277.822 | 0 | 569.964 | 49.533 | 74.833
6567 | 0 | 315.698 | 238.549 | 0 | 798.971 | 73.292 | 0
6568 | 0 | 265.766 | 163.568 | 0 | 955.996 | 97.089 | 0
6569 | 0 | 187.246 | 57.706 | 0 | 1011.394 | 123.063 | 0
6570 | 0 | 54.086 | 0 | 116.355 | 890.19 | 161.919 | 0
6571 | 27.164 | 0.202 | 0 | 153.626 | 730.163 | 173.301 | 0
6572 | 0 | 0 | 0 | 140.468 | 583.842 | 133.444 | 0
6573 | 0 | 0 | 0 | 106.681 | 472.716 | 101.347 | 0
6574 | 0 | 0 | 0 | 40.815 | 430.2 | 38.774 | 0
6575 | 0 | 0 | 0 | 15.567 | 413.984 | 14.789 | 0
6576 | 0 | 0 | 0 | 10.538 | 403.007 | 10.011 | 0
6577 | 0 | 0 | 0 | 12.468 | 390.02 | 11.845 | 0
6578 | 0 | 0 | 0 | 12.09 | 377.427 | 11.485 | 0
6579 | 0 | 0 | 0 | 13.397 | 363.471 | 12.727 | 0
6580 | 0 | 0 | 0 | 20.773 | 341.833 | 19.734 | 0
6581 | 0 | 0 | 0 | 39.522 | 300.665 | 37.546 | 0
6582 | 0 | 0 | 0 | 79.829 | 217.509 | 75.838 | 0
6583 | 27.164 | 5.645 | 0 | 97.516 | 115.93 | 125.167 | 0
6584 | 9.843 | 49.294 | 0 | 108.001 | 3.429 | 159.274 | 0
6585 | 0 | 152.068 | 0 | 3.292 | 0 | 147.592 | 0
6586 | 0 | 193.685 | 0 | 0 | 0 | 64.049 | 119.952
6587 | 0 | 251.288 | 20.473 | 0 | 19.654 | 34.349 | 184.926
6588 | 0 | 274.111 | 43.296 | 0 | 61.218 | 32.506 | 186.768
6589 | 0 | 297.498 | 251.818 | 0 | 302.964 | 39.702 | 3.694
6590 | 0 | 332.145 | 278.691 | 0 | 570.507 | 50.782 | 0
6591 | 0 | 276.735 | 229.658 | 0 | 790.978 | 44.723 | 0
6592 | 0 | 240.069 | 164.54 | 0 | 948.937 | 71.752 | 0
6593 | 0 | 191.999 | 65.06 | 0 | 1011.394 | 120.593 | 0
6594 | 0 | 81.748 | 0 | 89.528 | 918.136 | 162.712 | 0
6595 | 0 | 0.227 | 0 | 180.564 | 730.049 | 171.752 | 0
6596 | 0 | 0 | 0 | 148.442 | 575.422 | 141.02 | 0
6597 | 0 | 0 | 0 | 97.165 | 474.208 | 92.307 | 0
6598 | 0 | 0 | 0 | 36.265 | 436.432 | 34.452 | 0
6599 | 0 | 0 | 0 | 15.694 | 420.084 | 14.909 | 0
6600 | 0 | 0 | 0 | 13.059 | 406.481 | 12.406 | 0
6601 | 0 | 0 | 0 | 14.132 | 391.761 | 13.425 | 0
6602 | 0 | 0 | 0 | 12.576 | 378.661 | 11.947 | 0
6603 | 0 | 0 | 0 | 14.405 | 363.655 | 13.685 | 0
6604 | 0 | 0 | 0 | 21.699 | 341.052 | 20.614 | 0
6605 | 0 | 0 | 0 | 38.892 | 300.539 | 36.948 | 0
6606 | 0 | 0 | 0 | 74.737 | 222.687 | 71 | 0
6607 | 0 | 6.618 | 0 | 119.225 | 98.495 | 119.55 | 0
6608 | 0 | 81.303 | 0 | 77.448 | 17.82 | 150.814 | 0
6609 | 0 | 154.926 | 34.133 | 0 | 50.588 | 114.753 | 0
6610 | 0 | 187.812 | 110.836 | 0 | 156.99 | 73.128 | 0
6611 | 0 | 198.542 | 158.785 | 0 | 309.424 | 37.769 | 0
6612 | 0 | 258.906 | 221.763 | 0 | 522.316 | 35.286 | 0
6613 | 0 | 215.397 | 176.709 | 0 | 691.957 | 36.753 | 0
6614 | 0 | 151.935 | 98.552 | 0 | 786.567 | 50.715 | 0
6615 | 0 | 159.504 | 94.166 | 0 | 876.966 | 62.07 | 0
6616 | 0 | 198.273 | 106.843 | 0 | 979.536 | 86.858 | 0
6617 | 0 | 140.912 | 23.2 | 0 | 1001.808 | 111.826 | 0
6618 | 0 | 61.423 | 0 | 97.558 | 900.184 | 151.032 | 0
6619 | 16.013 | 0.181 | 0 | 178.466 | 714.283 | 185.728 | 0
6620 | 0 | 0 | 0 | 147.803 | 560.322 | 140.413 | 0
6621 | 0 | 0 | 0 | 97.527 | 458.731 | 92.65 | 0
6622 | 0 | 0 | 0 | 36.182 | 421.042 | 34.373 | 0
6623 | 0 | 0 | 0 | 14.527 | 405.909 | 13.801 | 0
6624 | 0 | 0 | 0 | 13.078 | 392.286 | 12.424 | 0
6625 | 0 | 0 | 0 | 14.219 | 377.475 | 13.508 | 0
6626 | 0 | 0 | 0 | 13.356 | 363.563 | 12.688 | 0
6627 | 0 | 0 | 0 | 15.431 | 347.489 | 14.66 | 0
6628 | 0 | 0 | 0 | 17.785 | 328.962 | 16.896 | 0
6629 | 0 | 0 | 0 | 33.407 | 294.163 | 31.737 | 0
6630 | 0 | 0 | 0 | 74.127 | 216.947 | 70.421 | 0
6631 | 0 | 7.08 | 0 | 133.626 | 77.754 | 133.67 | 0
6632 | 0 | 81.233 | 0 | 74.644 | 0 | 148.083 | 0
6633 | 0 | 199.42 | 0 | 0 | 0 | 112.521 | 76.928
6634 | 0 | 217.747 | 0 | 0 | 0 | 69.486 | 137.374
6635 | 0 | 303.829 | 73.014 | 0 | 70.093 | 39.801 | 179.473
6636 | 0 | 372.259 | 141.444 | 0 | 205.879 | 45.102 | 174.172
6637 | 0 | 414.761 | 183.946 | 0 | 382.467 | 42.042 | 177.233
6638 | 0 | 362.177 | 131.362 | 0 | 508.575 | 47.007 | 172.268
6639 | 0 | 328.502 | 230.666 | 0 | 730.015 | 57.735 | 35.209
6640 | 0 | 302.53 | 217.192 | 0 | 938.519 | 81.072 | 0
6641 | 0 | 183.817 | 75.911 | 0 | 1011.394 | 102.511 | 0
6642 | 0 | 67.252 | 0 | 92.517 | 915.022 | 151.78 | 0
6643 | 7.863 | 0.189 | 0 | 156.007 | 752.515 | 156.25 | 0
6644 | 0 | 0 | 0 | 142.164 | 604.428 | 135.056 | 0
6645 | 0 | 0 | 0 | 92.123 | 508.466 | 87.517 | 0
6646 | 0 | 0 | 0 | 35.504 | 471.483 | 33.729 | 0
6647 | 0 | 0 | 0 | 19.393 | 451.282 | 18.423 | 0
6648 | 0 | 0 | 0 | 12.66 | 438.094 | 12.027 | 0
6649 | 0 | 0 | 0 | 13.107 | 424.441 | 12.452 | 0
6650 | 0 | 0 | 0 | 13.956 | 409.904 | 13.258 | 0
6651 | 0 | 0 | 0 | 15.485 | 393.774 | 14.711 | 0
6652 | 0 | 0 | 0 | 19.738 | 373.213 | 18.751 | 0
6653 | 0 | 0 | 0 | 36.111 | 335.597 | 34.306 | 0
6654 | 0 | 0 | 0 | 82.368 | 249.797 | 78.25 | 0
6655 | 0 | 4.855 | 0 | 132.95 | 111.307 | 130.915 | 0
6656 | 0 | 43.334 | 0 | 106.855 | 0 | 142.68 | 0
6657 | 0 | 125.982 | 0 | 0 | 0 | 113.411 | 6.272
6658 | 0 | 171.331 | 0 | 0 | 0 | 63.094 | 99.67
6659 | 0 | 294.559 | 63.744 | 0 | 61.194 | 50.715 | 168.559
6660 | 0 | 390.445 | 159.63 | 0 | 214.439 | 40.654 | 178.62
6661 | 0 | 410.733 | 179.918 | 0 | 387.161 | 32.556 | 186.718
6662 | 0 | 365.282 | 134.467 | 0 | 516.249 | 44.708 | 174.566
6663 | 0 | 331.618 | 252.742 | 0 | 758.881 | 54.309 | 20.623
6664 | 0 | 257.964 | 174.583 | 0 | 926.481 | 79.212 | 0
6665 | 0 | 210.028 | 88.451 | 0 | 1011.394 | 115.498 | 0
6666 | 0 | 55.546 | 0 | 120.626 | 885.742 | 167.363 | 0
6667 | 27.164 | 0.105 | 0 | 151.086 | 728.361 | 170.795 | 0
6668 | 0 | 0 | 0 | 169.337 | 551.968 | 160.871 | 0
6669 | 0 | 0 | 0 | 106.021 | 441.53 | 100.72 | 0
6670 | 0 | 0 | 0 | 41.107 | 398.71 | 39.051 | 0
6671 | 0 | 0 | 0 | 12.398 | 385.796 | 11.778 | 0
6672 | 0 | 0 | 0 | 9.741 | 375.649 | 9.254 | 0
6673 | 0 | 0 | 0 | 12.48 | 362.649 | 11.856 | 0
6674 | 0 | 0 | 0 | 14.763 | 347.272 | 14.024 | 0
6675 | 0 | 0 | 0 | 13.761 | 332.937 | 13.073 | 0
6676 | 0 | 0 | 0 | 16.893 | 315.34 | 16.048 | 0
6677 | 0 | 0 | 0 | 33.266 | 280.688 | 31.603 | 0
6678 | 0 | 0 | 0 | 51.838 | 226.69 | 49.246 | 0
6679 | 0 | 4.143 | 0 | 87.568 | 135.474 | 87.125 | 0
6680 | 0 | 50.925 | 0 | 69.539 | 63.038 | 114.441 | 0
6681 | 0 | 61.414 | 0 | 52.08 | 8.787 | 107.819 | 0
6682 | 6.232 | 78.828 | 0 | 8.436 | 0 | 89.132 | 0
6683 | 0 | 175.556 | 105.658 | 0 | 101.432 | 66.402 | 0
6684 | 0 | 223.078 | 150.299 | 0 | 245.719 | 69.141 | 0
6685 | 0 | 178.58 | 100.039 | 0 | 341.756 | 74.614 | 0
6686 | 0 | 165.565 | 70.954 | 0 | 409.872 | 89.881 | 0
6687 | 0 | 191.716 | 96.025 | 0 | 502.056 | 90.907 | 0
6688 | 0 | 210.796 | 100.341 | 0 | 598.384 | 104.932 | 0
6689 | 0 | 134.007 | 2.004 | 0 | 600.308 | 125.403 | 0
6690 | 0 | 49.883 | 0 | 110.102 | 485.619 | 151.985 | 0
6691 | 27.164 | 0.102 | 0 | 112.404 | 368.531 | 134.045 | 0
6692 | 0 | 0 | 0 | 105.601 | 258.53 | 100.321 | 0
6693 | 0 | 0 | 0 | 69.201 | 186.445 | 65.741 | 0
6694 | 10.387 | 0 | 0 | 30.52 | 154.653 | 39.382 | 0
6695 | 17.546 | 0 | 0 | 0 | 154.653 | 17.546 | 0
6696 | 0 | 0 | 0 | 10.666 | 143.543 | 10.133 | 0
6697 | 11.357 | 0 | 0 | 0 | 143.543 | 11.357 | 0
6698 | 13.605 | 0 | 0 | 0 | 143.543 | 13.605 | 0
6699 | 16.547 | 0 | 0 | 0 | 143.543 | 16.547 | 0
6700 | 22.804 | 0 | 0 | 0 | 143.543 | 22.804 | 0
6701 | 27.164 | 0 | 0 | 18.915 | 123.84 | 45.133 | 0
6702 | 27.164 | 0 | 0 | 38.623 | 83.608 | 63.855 | 0
6703 | 27.164 | 5.903 | 0 | 73.492 | 7.053 | 102.589 | 0
6704 | 27.164 | 71.914 | 0 | 6.771 | 0 | 101.915 | 0
6705 | 0 | 216.47 | 0 | 0 | 0 | 99.311 | 106.335
6706 | 0 | 251.819 | 21.004 | 0 | 20.164 | 84.233 | 135.041
6707 | 0 | 275.82 | 45.005 | 0 | 63.369 | 67.083 | 152.191
6708 | 0 | 305.433 | 74.618 | 0 | 135.002 | 62.593 | 156.681
6709 | 0 | 367.734 | 136.919 | 0 | 266.444 | 63.377 | 155.897
6710 | 0 | 362.19 | 133.546 | 0 | 394.648 | 79.128 | 138.084
6711 | 0 | 388.364 | 291.139 | 0 | 674.141 | 92.364 | 0
6712 | 0 | 301.042 | 192.703 | 0 | 859.136 | 102.922 | 0
6713 | 0 | 202.444 | 61.208 | 0 | 917.896 | 134.175 | 0
6714 | 0 | 60.172 | 0 | 94.534 | 819.423 | 146.971 | 0
6715 | 0 | 0.053 | 0 | 142.495 | 670.991 | 135.42 | 0
6716 | 0 | 0 | 0 | 101.829 | 564.919 | 96.738 | 0
6717 | 0 | 0 | 0 | 59.202 | 503.251 | 56.242 | 0
6718 | 0 | 0 | 0 | 34.682 | 467.124 | 32.948 | 0
6719 | 0 | 0 | 0 | 17.584 | 448.807 | 16.705 | 0
6720 | 0 | 0 | 0 | 11.828 | 436.487 | 11.237 | 0
6721 | 0 | 0 | 0 | 12.824 | 423.128 | 12.183 | 0
6722 | 0 | 0 | 0 | 14.356 | 408.174 | 13.638 | 0
6723 | 0 | 0 | 0 | 18.829 | 388.56 | 17.888 | 0
6724 | 0 | 0 | 0 | 18.991 | 368.778 | 18.041 | 0
6725 | 0 | 0 | 0 | 34.112 | 333.246 | 32.406 | 0
6726 | 0 | 0 | 0 | 71.216 | 259.063 | 67.655 | 0
6727 | 0 | 7.06 | 0 | 119.044 | 135.059 | 119.798 | 0
6728 | 0 | 40.713 | 0 | 129.656 | 0 | 161.851 | 0
6729 | 0 | 152.184 | 0 | 0 | 0 | 116.753 | 27.821
6730 | 0 | 189.876 | 0 | 0 | 0 | 67.357 | 113.026
6731 | 0 | 276.308 | 58.643 | 0 | 56.298 | 39.553 | 167.228
6732 | 0 | 275.284 | 237.089 | 0 | 283.903 | 36.285 | 0
6733 | 0 | 309.842 | 251.241 | 0 | 525.094 | 55.671 | 0
6734 | 0 | 226.411 | 174.639 | 0 | 692.748 | 49.183 | 0
6735 | 0 | 271.316 | 212.941 | 0 | 897.171 | 55.457 | 0
6736 | 0 | 189.263 | 105.57 | 0 | 998.518 | 79.508 | 0
6737 | 0 | 137.112 | 13.412 | 0 | 1011.394 | 117.515 | 0
6738 | 6.953 | 47.022 | 0 | 122.989 | 883.281 | 168.463 | 0
6739 | 27.164 | 0.039 | 0 | 172.292 | 703.81 | 190.878 | 0
6740 | 27.164 | 0 | 0 | 127.915 | 570.565 | 148.683 | 0
6741 | 27.164 | 0 | 0 | 57.223 | 510.958 | 81.526 | 0
6742 | 27.164 | 0 | 0 | 5.718 | 505.002 | 32.596 | 0
6743 | 15.24 | 0 | 0 | 0 | 505.002 | 15.24 | 0
6744 | 11.719 | 0 | 0 | 0 | 505.002 | 11.719 | 0
6745 | 12.862 | 0 | 0 | 0 | 505.002 | 12.862 | 0
6746 | 12.786 | 0 | 0 | 0 | 505.002 | 12.786 | 0
6747 | 15.486 | 0 | 0 | 0 | 505.002 | 15.486 | 0
6748 | 16.81 | 0 | 0 | 0 | 505.002 | 16.81 | 0
6749 | 27.164 | 0 | 0 | 8.696 | 495.943 | 35.425 | 0
6750 | 27.164 | 0 | 0 | 43.724 | 450.397 | 68.702 | 0
6751 | 27.164 | 7.926 | 0 | 96.756 | 349.61 | 126.612 | 0
6752 | 27.164 | 14.885 | 0 | 136.497 | 207.425 | 170.976 | 0
6753 | 27.164 | 30.269 | 0 | 64.782 | 139.944 | 117.462 | 0
6754 | 7.908 | 65.863 | 0 | 0 | 139.944 | 70.478 | 0
6755 | 0 | 105.551 | 64.799 | 0 | 202.152 | 38.715 | 0
6756 | 0 | 212.393 | 174.481 | 0 | 369.653 | 36.016 | 0
6757 | 0 | 183.065 | 127.229 | 0 | 491.793 | 53.044 | 0
6758 | 0 | 156.611 | 97.123 | 0 | 585.032 | 56.513 | 0
6759 | 0 | 169.541 | 106.515 | 0 | 687.286 | 59.875 | 0
6760 | 0 | 144.008 | 56.143 | 0 | 741.183 | 83.471 | 0
6761 | 10.614 | 110.075 | 0 | 0 | 741.183 | 115.185 | 0
6762 | 27.164 | 39.222 | 0 | 103.406 | 633.469 | 162.66 | 0
6763 | 27.164 | 0.065 | 0 | 178.927 | 447.087 | 197.206 | 0
6764 | 27.164 | 0 | 0 | 146.768 | 294.204 | 166.593 | 0
6765 | 27.164 | 0 | 0 | 67.813 | 223.565 | 91.587 | 0
6766 | 27.164 | 0 | 0 | 5.243 | 218.103 | 32.145 | 0
6767 | 15.354 | 0 | 0 | 0 | 218.103 | 15.354 | 0
6768 | 9.488 | 0 | 0 | 0 | 218.103 | 9.488 | 0
6769 | 12.599 | 0 | 0 | 0 | 218.103 | 12.599 | 0
6770 | 14.012 | 0 | 0 | 0 | 218.103 | 14.012 | 0
6771 | 13.189 | 0 | 0 | 0 | 218.103 | 13.189 | 0
6772 | 20.511 | 0 | 0 | 0 | 218.103 | 20.511 | 0
6773 | 27.164 | 0 | 0 | 7.886 | 209.889 | 34.655 | 0
6774 | 27.164 | 0 | 0 | 43.017 | 165.079 | 68.03 | 0
6775 | 27.164 | 5.942 | 0 | 110.087 | 50.406 | 137.391 | 0
6776 | 27.164 | 90.826 | 0 | 48.389 | 0 | 159.419 | 0
6777 | 0 | 198.822 | 0 | 0 | 0 | 129.418 | 59.463
6778 | 0 | 217.912 | 0 | 0 | 0 | 68.646 | 138.37
6779 | 0 | 297.483 | 66.668 | 0 | 64.001 | 44.304 | 174.97
6780 | 0 | 315.311 | 84.496 | 0 | 145.118 | 44.285 | 174.989
6781 | 0 | 300.655 | 135.76 | 0 | 275.447 | 49.475 | 107.176
6782 | 0 | 291.612 | 243.819 | 0 | 509.514 | 45.403 | 0
6783 | 0 | 329.555 | 273.171 | 0 | 771.758 | 53.564 | 0
6784 | 0 | 298.237 | 205.335 | 0 | 968.879 | 88.257 | 0
6785 | 0 | 165.022 | 44.286 | 0 | 1011.394 | 114.699 | 0
6786 | 0 | 71.948 | 0 | 103.601 | 903.476 | 166.771 | 0
6787 | 27.164 | 0.026 | 0 | 167.763 | 728.723 | 186.563 | 0
6788 | 0 | 0 | 0 | 168.158 | 553.559 | 159.75 | 0
6789 | 0 | 0 | 0 | 102.936 | 446.334 | 97.789 | 0
6790 | 0 | 0 | 0 | 42.497 | 402.066 | 40.372 | 0
6791 | 0 | 0 | 0 | 12.673 | 388.865 | 12.039 | 0
6792 | 0 | 0 | 0 | 13.063 | 375.258 | 12.41 | 0
6793 | 0 | 0 | 0 | 14.4 | 360.258 | 13.68 | 0
6794 | 0 | 0 | 0 | 12.91 | 346.81 | 12.264 | 0
6795 | 0 | 0 | 0 | 13.511 | 332.736 | 12.836 | 0
6796 | 0 | 0 | 0 | 19.293 | 312.639 | 18.328 | 0
6797 | 0 | 0 | 0 | 28.676 | 282.768 | 27.242 | 0
6798 | 0 | 0 | 0 | 61.271 | 218.945 | 58.207 | 0
6799 | 22.21 | 6.243 | 0 | 106.901 | 107.59 | 129.696 | 0
6800 | 0 | 91.458 | 0 | 103.286 | 0 | 185.007 | 0
6801 | 0 | 212.823 | 0 | 0 | 0 | 136.238 | 65.943
6802 | 0 | 266.745 | 35.93 | 0 | 34.492 | 70.285 | 148.99
6803 | 0 | 226.917 | 0 | 3.898 | 30.432 | 33.956 | 185.319
6804 | 0 | 328.675 | 97.86 | 0 | 124.377 | 39.045 | 180.229
6805 | 0 | 424.732 | 193.917 | 0 | 310.537 | 35.648 | 183.626
6806 | 0 | 437.064 | 206.249 | 0 | 508.536 | 46.377 | 172.897
6807 | 0 | 370.162 | 316.434 | 0 | 812.313 | 51.041 | 0
6808 | 0 | 287.624 | 151.749 | 0 | 957.992 | 75.882 | 53.199
6809 | 0 | 186.215 | 55.627 | 0 | 1011.394 | 124.059 | 0
6810 | 0 | 58.88 | 0 | 99.033 | 908.235 | 150.017 | 0
6811 | 27.164 | 0.007 | 0 | 142.306 | 759.999 | 162.362 | 0
6812 | 0 | 0 | 0 | 148.914 | 604.88 | 141.468 | 0
6813 | 0 | 0 | 0 | 98.102 | 502.691 | 93.197 | 0
6814 | 0 | 0 | 0 | 38.677 | 462.402 | 36.743 | 0
6815 | 0 | 0 | 0 | 15.377 | 446.385 | 14.608 | 0
6816 | 0 | 0 | 0 | 11.77 | 434.125 | 11.181 | 0
6817 | 0 | 0 | 0 | 13.195 | 420.379 | 12.536 | 0
6818 | 0 | 0 | 0 | 16.308 | 403.392 | 15.493 | 0
6819 | 0 | 0 | 0 | 14.388 | 388.404 | 13.668 | 0
6820 | 18.16 | 0 | 0 | 4.896 | 383.305 | 22.81 | 0
6821 | 0 | 0 | 0 | 43.78 | 337.7 | 41.591 | 0
6822 | 0 | 0 | 0 | 79.871 | 254.501 | 75.877 | 0
6823 | 0 | 7.355 | 0 | 128.899 | 120.231 | 129.442 | 0
6824 | 27.164 | 20.695 | 0 | 115.422 | 0 | 156.475 | 0
6825 | 26.467 | 96.548 | 0 | 0 | 0 | 118.188 | 0
6826 | 0 | 120.72 | 0 | 0 | 0 | 58.622 | 56.062
6827 | 0 | 161.57 | 84.36 | 0 | 80.986 | 39.296 | 34.054
6828 | 0 | 162.934 | 126.498 | 0 | 202.424 | 34.614 | 0
6829 | 0 | 236.909 | 201.816 | 0 | 396.167 | 33.339 | 0
6830 | 0 | 310.994 | 268.127 | 0 | 653.569 | 40.724 | 0
6831 | 0 | 291.4 | 230.872 | 0 | 875.206 | 57.502 | 0
6832 | 0 | 225.383 | 141.862 | 0 | 1011.394 | 79.345 | 0
6833 | 0 | 95.318 | 0 | 20.011 | 990.549 | 109.563 | 0
6834 | 0 | 43.73 | 0 | 127.534 | 857.701 | 162.7 | 0
6835 | 0 | 0 | 0 | 182.123 | 667.99 | 173.017 | 0
6836 | 0 | 0 | 0 | 147.721 | 514.113 | 140.335 | 0
6837 | 0 | 0 | 0 | 101.33 | 408.561 | 96.264 | 0
6838 | 0 | 0 | 0 | 43.513 | 363.235 | 41.337 | 0
6839 | 0 | 0 | 0 | 18.222 | 344.254 | 17.311 | 0
6840 | 0 | 0 | 0 | 10.174 | 333.655 | 9.666 | 0
6841 | 0 | 0 | 0 | 12.986 | 320.129 | 12.336 | 0
6842 | 0 | 0 | 0 | 13.522 | 306.043 | 12.846 | 0
6843 | 8.514 | 0 | 0 | 5.826 | 299.974 | 14.049 | 0
6844 | 26.698 | 0 | 0 | 0 | 299.974 | 26.698 | 0
6845 | 0 | 0 | 0 | 40.379 | 257.913 | 38.36 | 0
6846 | 0 | 0 | 0 | 79.437 | 175.166 | 75.465 | 0
6847 | 27.164 | 0.086 | 0 | 72.719 | 99.417 | 96.329 | 0
6848 | 27.164 | 18.471 | 0 | 59.29 | 37.656 | 101.036 | 0
6849 | 27.164 | 51.282 | 0 | 36.15 | 0 | 110.224 | 0
6850 | 6.491 | 87.88 | 0 | 0 | 0 | 89.976 | 0
6851 | 0 | 159.081 | 0 | 0 | 0 | 60.798 | 90.329
6852 | 0 | 231.484 | 0.816 | 0 | 0.784 | 63.379 | 155.755
6853 | 0 | 303.951 | 222.826 | 0 | 214.697 | 77.069 | 0
6854 | 0 | 307.44 | 232.563 | 0 | 437.957 | 71.133 | 0
6855 | 0 | 316.137 | 234.041 | 0 | 662.637 | 77.99 | 0
6856 | 0 | 259.786 | 155.918 | 0 | 812.318 | 98.675 | 0
6857 | 0 | 167.622 | 30.002 | 0 | 841.119 | 130.739 | 0
6858 | 0 | 61.267 | 0 | 107.854 | 728.771 | 160.665 | 0
6859 | 0 | 0 | 0 | 151.06 | 571.416 | 143.507 | 0
6860 | 0 | 0 | 0 | 105.382 | 461.643 | 100.113 | 0
6861 | 0 | 0 | 0 | 73.395 | 385.19 | 69.725 | 0
6862 | 0 | 0 | 0 | 35.1 | 348.627 | 33.345 | 0
6863 | 0 | 0 | 0 | 22.949 | 324.722 | 21.802 | 0
6864 | 0 | 0 | 0 | 10.036 | 314.267 | 9.534 | 0
6865 | 0 | 0 | 0 | 11.247 | 302.552 | 10.685 | 0
6866 | 0 | 0 | 0 | 13.854 | 288.121 | 13.161 | 0
6867 | 0 | 0 | 0 | 15.296 | 272.187 | 14.531 | 0
6868 | 0 | 0 | 0 | 23.504 | 247.704 | 22.328 | 0
6869 | 0 | 0 | 0 | 37.11 | 209.049 | 35.254 | 0
6870 | 0 | 0 | 0 | 60.19 | 146.35 | 57.181 | 0
6871 | 0 | 6.696 | 0 | 89.12 | 53.517 | 91.025 | 0
6872 | 0 | 65.357 | 0 | 51.376 | 0 | 110.897 | 0
6873 | 0 | 182.68 | 0 | 0 | 0 | 93.525 | 80.022
6874 | 0 | 268.066 | 37.252 | 0 | 35.761 | 80.781 | 138.494
6875 | 0 | 317.575 | 86.76 | 0 | 119.051 | 70.234 | 149.041
6876 | 0 | 348.959 | 118.144 | 0 | 232.469 | 69.446 | 149.828
6877 | 0 | 346.023 | 115.208 | 0 | 343.069 | 70.038 | 149.237
6878 | 0 | 235.835 | 116.339 | 0 | 454.754 | 74.42 | 39.101
6879 | 0 | 366.65 | 272.476 | 0 | 716.332 | 89.465 | 0
6880 | 0 | 307.863 | 200.427 | 0 | 908.741 | 102.064 | 0
6881 | 0 | 166.253 | 40.135 | 0 | 947.271 | 119.813 | 0
6882 | 0 | 63.503 | 0 | 81.553 | 862.319 | 137.804 | 0
6883 | 0 | 0 | 0 | 155.798 | 700.029 | 148.008 | 0
6884 | 0 | 0 | 0 | 114.479 | 580.78 | 108.755 | 0
6885 | 0 | 0 | 0 | 77.344 | 500.214 | 73.476 | 0
6886 | 0 | 0 | 0 | 43.855 | 454.531 | 41.662 | 0
6887 | 0 | 0 | 0 | 31.716 | 421.494 | 30.13 | 0
6888 | 0 | 0 | 0 | 10.136 | 410.936 | 9.629 | 0
6889 | 0 | 0 | 0 | 12.309 | 398.114 | 11.693 | 0
6890 | 0 | 0 | 0 | 13.783 | 383.757 | 13.094 | 0
6891 | 0 | 0 | 0 | 14.577 | 368.573 | 13.848 | 0
6892 | 0 | 0 | 0 | 15.78 | 352.135 | 14.991 | 0
6893 | 0 | 0 | 0 | 27.158 | 323.845 | 25.8 | 0
6894 | 0 | 0 | 0 | 74.182 | 246.573 | 70.473 | 0
6895 | 0 | 8.792 | 0 | 136.846 | 104.025 | 138.356 | 0
6896 | 0 | 86.038 | 0 | 99.864 | 0 | 176.607 | 0
6897 | 0 | 202.963 | 0 | 0 | 0 | 149.986 | 42.829
6898 | 0 | 302.061 | 71.246 | 0 | 68.396 | 69.13 | 150.144
6899 | 0 | 291.931 | 61.116 | 0 | 127.067 | 40.288 | 178.986
6900 | 0 | 420.529 | 189.714 | 0 | 309.193 | 37.236 | 182.038
6901 | 0 | 415.802 | 184.987 | 0 | 486.78 | 35.273 | 184.001
6902 | 0 | 438.998 | 208.183 | 0 | 686.635 | 47.887 | 171.387
6903 | 0 | 384.368 | 153.553 | 0 | 834.046 | 68.706 | 150.568
6904 | 0 | 310.943 | 98.766 | 0 | 928.862 | 73.374 | 128.194
6905 | 0 | 190.368 | 85.971 | 0 | 1011.394 | 99.177 | 0
6906 | 0 | 75.221 | 0 | 87.961 | 919.767 | 155.023 | 0
6907 | 0 | 0 | 0 | 172.629 | 739.945 | 163.998 | 0
6908 | 0 | 0 | 0 | 154.983 | 578.504 | 147.234 | 0
6909 | 0 | 0 | 0 | 102.058 | 472.194 | 96.955 | 0
6910 | 0 | 0 | 0 | 44.4 | 425.943 | 42.18 | 0
6911 | 0 | 0 | 0 | 14.957 | 410.364 | 14.209 | 0
6912 | 0 | 0 | 0 | 9.88 | 400.072 | 9.386 | 0
6913 | 0 | 0 | 0 | 14.625 | 384.838 | 13.894 | 0
6914 | 0 | 0 | 0 | 16.956 | 367.176 | 16.108 | 0
6915 | 0 | 0 | 0 | 14.289 | 352.291 | 13.575 | 0
6916 | 0 | 0 | 0 | 21.632 | 329.758 | 20.55 | 0
6917 | 0 | 0 | 0 | 37.961 | 290.215 | 36.063 | 0
6918 | 0 | 0 | 0 | 77.421 | 209.569 | 73.55 | 0
6919 | 0 | 7.623 | 0 | 140.1 | 63.632 | 140.336 | 0
6920 | 13.082 | 102.461 | 0 | 61.087 | 0 | 168.452 | 0
6921 | 0 | 220.292 | 0 | 0 | 0 | 118.477 | 90.8
6922 | 0 | 329.61 | 98.795 | 0 | 94.843 | 59.615 | 159.659
6923 | 0 | 355.271 | 124.456 | 0 | 214.32 | 33.524 | 185.751
6924 | 0 | 372.986 | 142.171 | 0 | 350.804 | 34.666 | 184.608
6925 | 0 | 407.554 | 176.739 | 0 | 520.474 | 38.233 | 181.041
6926 | 0 | 409.655 | 178.84 | 0 | 692.16 | 37.951 | 181.324
6927 | 0 | 396.005 | 165.19 | 0 | 850.742 | 58.912 | 160.362
6928 | 0 | 332.878 | 102.063 | 0 | 948.722 | 79.325 | 139.95
6929 | 0 | 220.816 | 62.074 | 0 | 1008.313 | 109.943 | 40.863
6930 | 0 | 81.379 | 0 | 91.564 | 912.934 | 164.296 | 0
6931 | 0 | 0 | 0 | 193.058 | 711.832 | 183.405 | 0
6932 | 0 | 0 | 0 | 158.294 | 546.942 | 150.38 | 0
6933 | 0 | 0 | 0 | 99.331 | 443.472 | 94.365 | 0
6934 | 0 | 0 | 0 | 40.163 | 401.636 | 38.154 | 0
6935 | 0 | 0 | 0 | 16.029 | 384.939 | 15.228 | 0
6936 | 0 | 0 | 0 | 10.801 | 373.688 | 10.261 | 0
6937 | 0 | 0 | 0 | 12.115 | 361.068 | 11.509 | 0
6938 | 0 | 0 | 0 | 13.539 | 346.965 | 12.862 | 0
6939 | 0 | 0 | 0 | 13.695 | 332.699 | 13.01 | 0
6940 | 0 | 0 | 0 | 22.631 | 309.125 | 21.5 | 0
6941 | 0 | 0 | 0 | 27.85 | 280.114 | 26.458 | 0
6942 | 0 | 0 | 0 | 65.022 | 212.383 | 61.771 | 0
6943 | 0 | 7.561 | 0 | 126.899 | 80.197 | 127.737 | 0
6944 | 0 | 78.108 | 0 | 76.989 | 0 | 147.342 | 0
6945 | 0 | 174.979 | 0 | 0 | 0 | 130.465 | 35.765
6946 | 0 | 336.669 | 105.854 | 0 | 101.62 | 78.6 | 140.675
6947 | 0 | 401.824 | 964.76 | 793.751 | 200.966 | 39.837 | 179.437
6948 | 0 | 428.989 | 198.174 | 0 | 391.213 | 39.225 | 180.05
6949 | 0 | 423.504 | 192.689 | 0 | 576.194 | 37.294 | 181.98
6950 | 0 | 427.033 | 196.218 | 0 | 764.563 | 50.803 | 168.471
6951 | 0 | 395.964 | 165.149 | 0 | 923.106 | 61.778 | 157.497
6952 | 0 | 322.781 | 91.966 | 0 | 1011.394 | 80.274 | 139
6953 | 0 | 220.853 | 0 | 0 | 1011.394 | 118.307 | 91.503
6954 | 0 | 72.847 | 0 | 127.782 | 878.288 | 190.598 | 0
6955 | 0 | 0 | 0 | 179.16 | 691.662 | 170.202 | 0
6956 | 0 | 0 | 0 | 161.143 | 523.804 | 153.086 | 0
6957 | 0 | 0 | 0 | 96.153 | 423.645 | 91.345 | 0
6958 | 0 | 0 | 0 | 35.593 | 386.569 | 33.814 | 0
6959 | 0 | 0 | 0 | 13.575 | 372.428 | 12.896 | 0
6960 | 0 | 0 | 0 | 12.399 | 359.512 | 11.779 | 0
6961 | 0 | 0 | 0 | 14.031 | 344.897 | 13.329 | 0
6962 | 0 | 0 | 0 | 14.576 | 329.713 | 13.847 | 0
6963 | 0 | 0 | 0 | 17.506 | 311.477 | 16.631 | 0
6964 | 0 | 0 | 0 | 17.849 | 292.885 | 16.956 | 0
6965 | 0 | 0 | 0 | 39.055 | 252.203 | 37.103 | 0
6966 | 0 | 0 | 0 | 72.586 | 176.593 | 68.956 | 0
6967 | 0 | 8.69 | 0 | 118.254 | 53.412 | 120.596 | 0
6968 | 24.006 | 103.008 | 0 | 51.275 | 0 | 170.576 | 0
6969 | 0 | 219.709 | 0 | 0 | 0 | 127.793 | 80.93
6970 | 0 | 273.569 | 42.754 | 0 | 41.043 | 70.887 | 148.388
6971 | 0 | 334.67 | 103.855 | 0 | 140.744 | 41.957 | 177.317
6972 | 0 | 357.66 | 126.845 | 0 | 262.516 | 38.654 | 180.62
6973 | 0 | 382.012 | 151.197 | 0 | 407.665 | 46.419 | 172.855
6974 | 0 | 393.933 | 163.118 | 0 | 564.258 | 45.831 | 173.444
6975 | 0 | 368.785 | 172.326 | 0 | 729.691 | 67.265 | 119.371
6976 | 0 | 286.329 | 204.647 | 0 | 926.152 | 77.598 | 0
6977 | 0 | 208.202 | 88.794 | 0 | 1011.394 | 113.437 | 0
6978 | 0 | 80.921 | 0 | 103.072 | 904.027 | 174.794 | 0
6979 | 0 | 0 | 0 | 194.656 | 701.261 | 184.923 | 0
6980 | 0 | 0 | 0 | 161.184 | 533.361 | 153.124 | 0
6981 | 0 | 0 | 0 | 108.579 | 420.258 | 103.15 | 0
6982 | 0 | 0 | 0 | 44.903 | 373.484 | 42.658 | 0
6983 | 0 | 0 | 0 | 13.997 | 358.903 | 13.297 | 0
6984 | 0 | 0 | 0 | 10.955 | 347.492 | 10.407 | 0
6985 | 0 | 0 | 0 | 12.67 | 334.294 | 12.036 | 0
6986 | 0 | 0 | 0 | 12.878 | 320.879 | 12.235 | 0
6987 | 9.115 | 0 | 0 | 3.355 | 317.385 | 12.302 | 0
6988 | 0 | 0 | 0 | 16.516 | 300.181 | 15.69 | 0
6989 | 0 | 0 | 0 | 30.038 | 268.892 | 28.536 | 0
6990 | 0 | 0 | 0 | 64.657 | 201.541 | 61.424 | 0
6991 | 27.164 | 8.954 | 0 | 94.142 | 103.477 | 125.105 | 0
6992 | 0 | 66.723 | 0 | 99.338 | 0 | 157.758 | 0
6993 | 0 | 137.279 | 0 | 0 | 0 | 112.264 | 18.151
6994 | 0 | 217.731 | 0 | 0 | 0 | 55.087 | 151.758
6995 | 0 | 224.998 | 0 | 0 | 0 | 32.99 | 180.758
6996 | 0 | 367.645 | 136.83 | 0 | 131.357 | 43.67 | 175.605
6997 | 0 | 403.137 | 172.322 | 0 | 296.786 | 44.477 | 174.797
6998 | 0 | 374.419 | 317.811 | 0 | 601.885 | 53.777 | 0
6999 | 0 | 368.868 | 176.282 | 0 | 771.115 | 65.535 | 117.421
7000 | 0 | 237.105 | 142.66 | 0 | 908.069 | 89.722 | 0
7001 | 0 | 177.533 | 42.782 | 0 | 949.14 | 128.013 | 0
7002 | 0 | 58.652 | 0 | 115.113 | 829.23 | 165.077 | 0
7003 | 0 | 0 | 0 | 172.701 | 649.333 | 164.066 | 0
7004 | 0 | 0 | 0 | 143.344 | 500.017 | 136.177 | 0
7005 | 0 | 0 | 0 | 98.357 | 397.562 | 93.439 | 0
7006 | 0 | 0 | 0 | 41.891 | 353.926 | 39.796 | 0
7007 | 0 | 0 | 0 | 13.052 | 340.329 | 12.4 | 0
7008 | 0 | 0 | 0 | 11.241 | 328.62 | 10.679 | 0
7009 | 0 | 0 | 0 | 12.584 | 315.512 | 11.955 | 0
7010 | 0 | 0 | 0 | 14.802 | 300.094 | 14.062 | 0
7011 | 0 | 0 | 0 | 14.917 | 284.555 | 14.171 | 0
7012 | 0 | 0 | 0 | 19.765 | 263.967 | 18.776 | 0
7013 | 0 | 0 | 0 | 37.425 | 224.983 | 35.554 | 0
7014 | 0 | 0 | 0 | 78.272 | 143.45 | 74.358 | 0
7015 | 0 | 10.378 | 0 | 82.967 | 57.025 | 88.678 | 0
7016 | 0 | 56.908 | 0 | 54.744 | 0 | 106.07 | 0
7017 | 0 | 122.963 | 0 | 0 | 0 | 103.538 | 13.277
7018 | 0 | 149.243 | 0 | 0 | 0 | 79.172 | 62.608
7019 | 0 | 211.346 | 0 | 0 | 0 | 70.099 | 130.68
7020 | 0 | 225.93 | 0 | 0 | 0 | 55.655 | 158.978
7021 | 0 | 256.527 | 37.464 | 0 | 35.965 | 66.464 | 141.646
7022 | 0 | 399.273 | 321.933 | 0 | 345.022 | 73.473 | 0
7023 | 0 | 369.818 | 281.161 | 0 | 614.936 | 84.224 | 0
7024 | 0 | 292.177 | 190.788 | 0 | 798.092 | 96.32 | 0
7025 | 0 | 202.732 | 56.891 | 0 | 852.708 | 138.549 | 0
7026 | 0 | 72.197 | 0 | 93.194 | 755.631 | 157.121 | 0
7027 | 0 | 0 | 0 | 165.427 | 583.311 | 157.156 | 0
7028 | 0 | 0 | 0 | 127.564 | 450.432 | 121.186 | 0
7029 | 0 | 0 | 0 | 65.836 | 381.853 | 62.544 | 0
7030 | 0 | 0 | 0 | 36.805 | 343.514 | 34.965 | 0
7031 | 0 | 0 | 0 | 17.971 | 324.794 | 17.072 | 0
7032 | 0 | 0 | 0 | 10.014 | 314.363 | 9.514 | 0
7033 | 0 | 0 | 0 | 13.162 | 300.652 | 12.504 | 0
7034 | 0 | 0 | 0 | 15.11 | 284.913 | 14.355 | 0
7035 | 0 | 0 | 0 | 13.761 | 270.578 | 13.073 | 0
7036 | 0 | 0 | 0 | 18.841 | 250.952 | 17.899 | 0
7037 | 0 | 0 | 0 | 40.374 | 208.895 | 38.356 | 0
7038 | 0 | 0 | 0 | 54.532 | 152.091 | 51.805 | 0
7039 | 0 | 8.048 | 0 | 86.62 | 61.861 | 89.934 | 0
7040 | 0 | 63.952 | 0 | 59.387 | 0 | 117.172 | 0
7041 | 0 | 118.446 | 0 | 0 | 0 | 102.675 | 9.848
7042 | 0 | 223.299 | 0 | 0 | 0 | 72.352 | 139.782
7043 | 0 | 301.097 | 70.282 | 0 | 67.471 | 62.627 | 156.647
7044 | 0 | 293.095 | 62.28 | 0 | 127.26 | 70.346 | 148.929
7045 | 0 | 434.322 | 203.507 | 0 | 322.627 | 70.825 | 148.449
7046 | 0 | 433.175 | 202.36 | 0 | 516.893 | 86.08 | 133.194
7047 | 0 | 363.8 | 132.985 | 0 | 644.559 | 90.393 | 128.881
7048 | 0 | 299.004 | 141.704 | 0 | 780.595 | 114.609 | 34.825
7049 | 0 | 196.547 | 63.342 | 0 | 841.403 | 126.545 | 0
7050 | 0 | 70.891 | 0 | 73.475 | 764.867 | 137.147 | 0
7051 | 0 | 0 | 0 | 135.627 | 623.589 | 128.846 | 0
7052 | 0 | 0 | 0 | 109.283 | 509.752 | 103.819 | 0
7053 | 0 | 0 | 0 | 66.549 | 440.43 | 63.222 | 0
7054 | 0 | 0 | 0 | 36.706 | 402.194 | 34.871 | 0
7055 | 0 | 0 | 0 | 18.244 | 383.19 | 17.331 | 0
7056 | 0 | 0 | 0 | 12.799 | 369.858 | 12.159 | 0
7057 | 0 | 0 | 0 | 12.541 | 356.795 | 11.914 | 0
7058 | 0 | 0 | 0 | 11.766 | 344.539 | 11.178 | 0
7059 | 0 | 0 | 0 | 16.006 | 327.865 | 15.206 | 0
7060 | 0 | 0 | 0 | 17.828 | 309.295 | 16.937 | 0
7061 | 0 | 0 | 0 | 31.125 | 276.873 | 29.568 | 0
7062 | 0 | 0 | 0 | 76.513 | 197.172 | 72.688 | 0
7063 | 0 | 7.924 | 0 | 130.507 | 61.227 | 131.509 | 0
7064 | 0 | 99.699 | 0 | 58.778 | 0 | 150.553 | 0
7065 | 0 | 234.465 | 15.263 | 11.613 | 2.555 | 110.479 | 108.795
7066 | 0 | 342.678 | 111.864 | 0 | 109.944 | 65.038 | 154.236
7067 | 0 | 397.078 | 166.263 | 0 | 269.556 | 39.176 | 180.098
7068 | 0 | 453.543 | 222.728 | 0 | 483.376 | 40.448 | 178.826
7069 | 0 | 462.796 | 231.981 | 0 | 706.077 | 50.757 | 168.517
7070 | 0 | 419.75 | 188.935 | 0 | 887.455 | 51.477 | 167.797
7071 | 0 | 328.065 | 97.25 | 0 | 980.815 | 65.759 | 153.515
7072 | 0 | 262.668 | 31.853 | 0 | 1011.394 | 71.037 | 148.237
7073 | 0 | 136.931 | 0 | 0 | 1011.394 | 100.39 | 29.694
7074 | 0 | 35.223 | 0 | 123.066 | 883.201 | 150.374 | 0
7075 | 0 | 0 | 0 | 181.377 | 694.266 | 172.308 | 0
7076 | 0 | 0 | 0 | 164.154 | 523.273 | 155.946 | 0
7077 | 0 | 0 | 0 | 107.635 | 411.153 | 102.254 | 0
7078 | 0 | 0 | 0 | 33.994 | 375.742 | 32.295 | 0
7079 | 0 | 0 | 0 | 23.078 | 351.702 | 21.924 | 0
7080 | 0 | 0 | 0 | 11.58 | 339.64 | 11.001 | 0
7081 | 0 | 0 | 0 | 13.193 | 325.897 | 12.534 | 0
7082 | 0 | 0 | 0 | 14.678 | 310.607 | 13.944 | 0
7083 | 0 | 0 | 0 | 17.248 | 292.641 | 16.386 | 0
7084 | 0 | 0 | 0 | 22.515 | 269.188 | 21.389 | 0
7085 | 0 | 0 | 0 | 39.082 | 228.478 | 37.128 | 0
7086 | 0.732 | 0 | 0 | 73.713 | 151.693 | 70.76 | 0
7087 | 27.164 | 7.922 | 0 | 92.933 | 54.888 | 122.976 | 0
7088 | 27.164 | 93.377 | 0 | 52.692 | 0 | 165.929 | 0
7089 | 0 | 210.428 | 0 | 0 | 0 | 130.302 | 69.604
7090 | 0 | 304.544 | 73.729 | 0 | 70.78 | 67.204 | 152.07
7091 | 0 | 360.907 | 130.092 | 0 | 195.668 | 44.999 | 174.275
7092 | 0 | 387.635 | 156.82 | 0 | 346.215 | 38.724 | 180.55
7093 | 0 | 422.238 | 191.423 | 0 | 529.982 | 35.272 | 184.002
7094 | 0 | 420.535 | 189.72 | 0 | 712.113 | 42.223 | 177.052
7095 | 0 | 346.469 | 115.654 | 0 | 823.141 | 49.369 | 169.905
7096 | 0 | 291.754 | 161.088 | 0 | 977.786 | 70.547 | 53.586
7097 | 0 | 159.115 | 35.008 | 0 | 1011.394 | 117.901 | 0
7098 | 0 | 48.508 | 0 | 114.624 | 891.993 | 154.976 | 0
7099 | 0 | 0 | 0 | 187.548 | 696.631 | 178.17 | 0
7100 | 0 | 0 | 0 | 158.752 | 531.265 | 150.814 | 0
7101 | 0 | 0 | 0 | 110.223 | 416.449 | 104.712 | 0
7102 | 0 | 0 | 0 | 43.178 | 371.472 | 41.019 | 0
7103 | 0 | 0 | 0 | 22.634 | 347.895 | 21.503 | 0
7104 | 0 | 0 | 0 | 13.144 | 334.203 | 12.487 | 0
7105 | 0 | 0 | 0 | 14.083 | 319.533 | 13.379 | 0
7106 | 0 | 0 | 0 | 16.211 | 302.647 | 15.4 | 0
7107 | 0 | 0 | 0 | 16.953 | 284.987 | 16.106 | 0
7108 | 0 | 0 | 0 | 16.776 | 267.512 | 15.938 | 0
7109 | 0 | 0 | 0 | 30.209 | 236.044 | 28.699 | 0
7110 | 0 | 0 | 0 | 69.928 | 163.202 | 66.432 | 0
7111 | 0 | 9.614 | 0 | 114.677 | 43.747 | 118.076 | 0
7112 | 9.657 | 102.428 | 0 | 41.997 | 0 | 146.861 | 0
7113 | 0 | 232.918 | 2.103 | 0 | 2.019 | 111.55 | 107.724
7114 | 0 | 333.636 | 1011.394 | 908.573 | 26.527 | 64.53 | 154.745
7115 | 0 | 402 | 430.844 | 259.658 | 169.66 | 40.25 | 179.024
7116 | 0 | 447.228 | 216.413 | 0 | 377.416 | 41.467 | 177.808
7117 | 0 | 458.01 | 227.195 | 0 | 595.523 | 40.18 | 179.094
7118 | 0 | 443.172 | 212.357 | 0 | 799.386 | 46.134 | 173.14
7119 | 0 | 367.841 | 137.026 | 0 | 930.931 | 58.379 | 160.896
7120 | 0 | 314.63 | 83.815 | 0 | 1011.394 | 73.026 | 146.248
7121 | 0 | 204.925 | 0 | 0 | 1011.394 | 107.142 | 87.537
7122 | 0 | 62.578 | 0 | 109.374 | 897.463 | 163.354 | 0
7123 | 0 | 0 | 0 | 192.636 | 696.8 | 183.004 | 0
7124 | 0 | 0 | 0 | 143.989 | 546.812 | 136.789 | 0
7125 | 0 | 0 | 0 | 100.008 | 442.637 | 95.008 | 0
7126 | 0 | 0 | 0 | 33.703 | 407.53 | 32.018 | 0
7127 | 0 | 0 | 0 | 16.171 | 390.684 | 15.363 | 0
7128 | 0 | 0 | 0 | 14.932 | 375.13 | 14.186 | 0
7129 | 0 | 0 | 0 | 15.875 | 358.593 | 15.081 | 0
7130 | 0 | 0 | 0 | 16.132 | 341.789 | 15.326 | 0
7131 | 0 | 0 | 0 | 18.915 | 322.086 | 17.969 | 0
7132 | 0 | 0 | 0 | 18.94 | 302.356 | 17.993 | 0
7133 | 0 | 0 | 0 | 30.561 | 270.522 | 29.033 | 0
7134 | 0 | 0 | 0 | 76.066 | 191.287 | 72.262 | 0
7135 | 0 | 10.803 | 0 | 127.019 | 58.976 | 130.93 | 0
7136 | 24.063 | 84.723 | 0 | 56.617 | 0 | 158.336 | 0
7137 | 0 | 168.554 | 0 | 0 | 0 | 131.662 | 28.465
7138 | 0 | 198.974 | 0 | 0 | 0 | 65.46 | 123.566
7139 | 0 | 218.288 | 0 | 0 | 0 | 40.691 | 166.683
7140 | 0 | 240.657 | 9.842 | 0 | 9.448 | 36.726 | 182.548
7141 | 0 | 301.053 | 120.842 | 0 | 125.457 | 47.081 | 124.119
7142 | 0 | 392.141 | 335.213 | 0 | 447.261 | 54.082 | 0
7143 | 0 | 389.442 | 322.51 | 0 | 756.87 | 63.586 | 0
7144 | 0 | 294.568 | 204.819 | 0 | 953.497 | 85.262 | 0
7145 | 0 | 174.553 | 60.31 | 0 | 1011.394 | 108.531 | 0
7146 | 0 | 56.475 | 0 | 106.278 | 900.688 | 154.615 | 0
7147 | 0 | 0 | 0 | 193.377 | 699.253 | 183.708 | 0
7148 | 0 | 0 | 0 | 158.714 | 533.927 | 150.778 | 0
7149 | 0 | 0 | 0 | 97.057 | 432.825 | 92.204 | 0
7150 | 0 | 0 | 0 | 39.216 | 391.976 | 37.255 | 0
7151 | 0 | 0 | 0 | 17.566 | 373.678 | 16.688 | 0
7152 | 0 | 0 | 0 | 12.558 | 360.597 | 11.93 | 0
7153 | 0 | 0 | 0 | 14.979 | 344.994 | 14.23 | 0
7154 | 0 | 0 | 0 | 13.797 | 330.622 | 13.107 | 0
7155 | 0 | 0 | 0 | 14.588 | 315.426 | 13.859 | 0
7156 | 0 | 0 | 0 | 22.225 | 292.275 | 21.114 | 0
7157 | 0 | 0 | 0 | 32.863 | 258.043 | 31.22 | 0
7158 | 6.343 | 0 | 0 | 65.836 | 189.464 | 68.888 | 0
7159 | 27.164 | 8.728 | 0 | 101.634 | 83.595 | 132.007 | 0
7160 | 0 | 99.148 | 0 | 80.251 | 0 | 170.429 | 0
7161 | 0 | 182.603 | 0 | 0 | 0 | 134.064 | 39.409
7162 | 0 | 175.591 | 0 | 0 | 0 | 68.332 | 98.48
7163 | 0 | 342.419 | 111.604 | 0 | 107.14 | 38.884 | 180.39
7164 | 0 | 406.665 | 175.85 | 0 | 275.956 | 38.007 | 181.267
7165 | 0 | 386.419 | 155.604 | 0 | 425.336 | 43.91 | 175.364
7166 | 0 | 407.364 | 176.549 | 0 | 594.823 | 44.4 | 174.875
7167 | 0 | 371.923 | 141.108 | 0 | 730.286 | 52.32 | 166.954
7168 | 0 | 321.172 | 90.357 | 0 | 817.029 | 83.926 | 135.348
7169 | 0 | 214.336 | 77.048 | 0 | 890.995 | 105.074 | 25.349
7170 | 0 | 75.275 | 0 | 81.913 | 805.669 | 149.329 | 0
7171 | 0 | 0 | 0 | 202.255 | 594.987 | 192.142 | 0
7172 | 0 | 0 | 0 | 146.614 | 442.265 | 139.283 | 0
7173 | 0 | 0 | 0 | 93.361 | 345.013 | 88.693 | 0
7174 | 0 | 0 | 0 | 39.713 | 303.646 | 37.727 | 0
7175 | 0 | 0 | 0 | 12.965 | 290.14 | 12.317 | 0
7176 | 0 | 0 | 0 | 11.424 | 278.24 | 10.853 | 0
7177 | 0 | 0 | 0 | 11.79 | 265.959 | 11.2 | 0
7178 | 0 | 0 | 0 | 13.196 | 252.213 | 12.536 | 0
7179 | 0 | 0 | 0 | 13.977 | 237.654 | 13.278 | 0
7180 | 0 | 0 | 0 | 18.24 | 218.654 | 17.328 | 0
7181 | 0 | 0 | 0 | 34.612 | 182.6 | 32.881 | 0
7182 | 0 | 0 | 0 | 67.503 | 112.285 | 64.128 | 0
7183 | 0 | 12.032 | 0 | 86.98 | 21.68 | 94.061 | 0
7184 | 0 | 116.194 | 0 | 20.813 | 0 | 130.157 | 0
7185 | 0 | 241.498 | 136.259 | 125.576 | 0 | 106.845 | 112.429
7186 | 0 | 352.224 | 121.409 | 0 | 116.553 | 91.89 | 127.384
7187 | 0 | 423.155 | 1011.394 | 819.054 | 234.31 | 71.643 | 147.631
7188 | 0 | 468.013 | 1011.394 | 774.196 | 398.794 | 65.399 | 153.875
7189 | 0 | 479.305 | 248.49 | 0 | 637.344 | 67.142 | 152.132
7190 | 0 | 453.149 | 1011.394 | 789.06 | 786.344 | 68.267 | 151.007
7191 | 0 | 424.198 | 193.383 | 0 | 971.992 | 86.911 | 132.364
7192 | 0 | 345.482 | 980.11 | 865.443 | 1011.394 | 101.428 | 117.846
7193 | 0 | 229.801 | 0 | 1.014 | 1010.338 | 147.846 | 71.428
7194 | 0 | 86.794 | 0 | 144.021 | 860.316 | 156.576 | 62.698
7195 | 0 | 0 | 0 | 230.815 | 619.884 | 136.501 | 82.773
7196 | 0 | 0 | 0 | 157.518 | 455.803 | 95.66 | 53.982
7197 | 0 | 0 | 0 | 74.824 | 377.861 | 71.083 | 0
7198 | 0 | 0 | 0 | 40.666 | 335.5 | 38.633 | 0
7199 | 0 | 0 | 0 | 21.265 | 313.349 | 20.202 | 0
7200 | 0 | 0 | 0 | 12.848 | 299.966 | 12.206 | 0
7201 | 0 | 0 | 0 | 14.412 | 284.953 | 13.691 | 0
7202 | 0 | 0 | 0 | 13.581 | 270.806 | 12.902 | 0
7203 | 0 | 0 | 0 | 15.696 | 254.456 | 14.911 | 0
7204 | 0 | 0 | 0 | 25.479 | 227.915 | 24.205 | 0
7205 | 0 | 0 | 0 | 43.616 | 182.483 | 41.435 | 0
7206 | 0 | 0 | 0 | 73.816 | 105.591 | 70.125 | 0
7207 | 0 | 13.854 | 0 | 90.755 | 11.054 | 99.379 | 0
7208 | 0 | 113.712 | 0 | 10.612 | 0 | 118.107 | 0
7209 | 0 | 225.713 | 0 | 0 | 0 | 87.941 | 126.486
7210 | 0 | 325.26 | 1011.394 | 916.949 | 15.783 | 91.553 | 127.722
7211 | 0 | 412.72 | 913.903 | 731.998 | 130.632 | 68.474 | 150.801
7212 | 0 | 454.27 | 1011.394 | 787.939 | 280.8 | 77.798 | 141.477
7213 | 0 | 471.106 | 240.292 | 0 | 511.48 | 64.897 | 154.377
7214 | 0 | 456.226 | 225.411 | 0 | 727.875 | 61.235 | 158.04
7215 | 0 | 418.949 | 188.134 | 0 | 908.484 | 74.236 | 145.038
7216 | 0 | 338.013 | 107.198 | 0 | 1011.394 | 102.794 | 116.48
7217 | 0 | 225.868 | 0 | 4.947 | 1006.241 | 128.647 | 90.627
7218 | 0 | 70.829 | 0 | 159.986 | 839.589 | 160.317 | 58.957
7219 | 0 | 0 | 0 | 165.683 | 667.003 | 151.283 | 6.116
7220 | 0 | 0 | 0 | 115.806 | 546.371 | 110.016 | 0
7221 | 0 | 0 | 0 | 76.896 | 466.271 | 73.052 | 0
7222 | 0 | 0 | 0 | 37.616 | 427.088 | 35.735 | 0
7223 | 0 | 0 | 0 | 23.469 | 402.641 | 22.296 | 0
7224 | 0 | 0 | 0 | 11.454 | 390.71 | 10.881 | 0
7225 | 0 | 0 | 0 | 14.839 | 375.253 | 14.097 | 0
7226 | 0 | 0 | 0 | 17.112 | 357.428 | 16.256 | 0
7227 | 0 | 0 | 0 | 19.676 | 336.933 | 18.692 | 0
7228 | 0 | 0 | 0 | 20.916 | 315.145 | 19.87 | 0
7229 | 0 | 0 | 0 | 38.98 | 274.541 | 37.031 | 0
7230 | 0 | 0 | 0 | 80.916 | 190.254 | 76.87 | 0
7231 | 0 | 13.544 | 0 | 116.326 | 69.081 | 123.376 | 0
7232 | 0 | 103.66 | 0 | 66.318 | 0 | 161.479 | 0
7233 | 0 | 223.582 | 0 | 0 | 0 | 119.75 | 92.652
7234 | 0 | 333.709 | 102.894 | 0 | 98.778 | 64.188 | 155.086
7235 | 0 | 401.891 | 171.076 | 0 | 263.011 | 42.841 | 176.433
7236 | 0 | 422.117 | 191.302 | 0 | 446.661 | 35.849 | 183.425
7237 | 0 | 422.924 | 192.109 | 0 | 631.085 | 43.198 | 176.076
7238 | 0 | 385.546 | 154.731 | 0 | 779.626 | 47.741 | 171.534
7239 | 0 | 332.393 | 101.578 | 0 | 877.141 | 55.263 | 164.011
7240 | 0 | 267.205 | 95.338 | 0 | 968.666 | 71.251 | 92.023
7241 | 0 | 156.614 | 44.509 | 0 | 1011.394 | 106.5 | 0
7242 | 0 | 35.033 | 0 | 147.17 | 858.092 | 173.092 | 0
7243 | 0 | 0 | 0 | 196.107 | 653.814 | 186.302 | 0
7244 | 0 | 0 | 0 | 170.031 | 476.699 | 161.529 | 0
7245 | 0 | 0 | 0 | 102.67 | 369.75 | 97.537 | 0
7246 | 0 | 0 | 0 | 41.792 | 326.217 | 39.702 | 0
7247 | 0 | 0 | 0 | 20.372 | 304.997 | 19.353 | 0
7248 | 0 | 0 | 0 | 11.137 | 293.396 | 10.58 | 0
7249 | 0 | 0 | 0 | 14.582 | 278.207 | 13.853 | 0
7250 | 0 | 0 | 0 | 13.762 | 263.871 | 13.074 | 0
7251 | 0 | 0 | 0 | 23.328 | 239.572 | 22.161 | 0
7252 | 0 | 0 | 0 | 20.101 | 218.633 | 19.096 | 0
7253 | 0 | 0 | 0 | 31.844 | 185.462 | 30.252 | 0
7254 | 0 | 0 | 0 | 70.946 | 111.56 | 67.399 | 0
7255 | 27.164 | 14.153 | 0 | 87.724 | 20.181 | 123.947 | 0
7256 | 17.493 | 115.797 | 0 | 19.373 | 0 | 145.904 | 0
7257 | 0 | 244.447 | 173.873 | 160.242 | 0 | 117.58 | 101.694
7258 | 0 | 347.388 | 116.573 | 0 | 111.91 | 63.369 | 155.905
7259 | 0 | 415.305 | 1011.394 | 826.904 | 221.49 | 39.003 | 180.272
7260 | 0 | 457.31 | 226.495 | 0 | 438.925 | 42.241 | 177.033
7261 | 0 | 450.733 | 749.229 | 529.31 | 606.819 | 33.894 | 185.381
7262 | 0 | 445.875 | 215.06 | 0 | 813.277 | 43.262 | 176.012
7263 | 0 | 404.464 | 1011.394 | 837.745 | 911.564 | 51.798 | 167.476
7264 | 0 | 334.804 | 103.989 | 0 | 1011.394 | 83.042 | 136.232
7265 | 0 | 216.444 | 0 | 11.995 | 998.899 | 120.023 | 96.994
7266 | 0 | 72.302 | 0 | 113.786 | 880.372 | 176.784 | 0
7267 | 0 | 0 | 0 | 200.173 | 671.858 | 190.164 | 0
7268 | 0 | 0 | 0 | 157.427 | 507.871 | 149.556 | 0
7269 | 0 | 0 | 0 | 96.06 | 407.809 | 91.257 | 0
7270 | 0 | 0 | 0 | 37.568 | 368.676 | 35.689 | 0
7271 | 0 | 0 | 0 | 15.99 | 352.019 | 15.191 | 0
7272 | 0 | 0 | 0 | 12.237 | 339.272 | 11.625 | 0
7273 | 0 | 0 | 0 | 12.479 | 326.273 | 11.855 | 0
7274 | 0 | 0 | 0 | 13.417 | 312.297 | 12.746 | 0
7275 | 0 | 0 | 0 | 13.996 | 297.718 | 13.296 | 0
7276 | 0 | 0 | 0 | 21.502 | 275.32 | 20.427 | 0
7277 | 0 | 0 | 0 | 30.489 | 243.56 | 28.965 | 0
7278 | 0 | 0 | 0 | 68.041 | 172.684 | 64.639 | 0
7279 | 0 | 14.421 | 0 | 119.829 | 47.863 | 127.537 | 0
7280 | 0 | 121.427 | 0 | 45.948 | 0 | 159.006 | 0
7281 | 0 | 250.83 | 20.015 | 0 | 19.215 | 111.826 | 107.448
7282 | 0 | 354.809 | 1011.394 | 887.4 | 65.778 | 50.465 | 168.81
7283 | 0 | 420.383 | 486.333 | 296.765 | 223.528 | 31.169 | 188.106
7284 | 0 | 456.213 | 225.398 | 0 | 439.91 | 36.523 | 182.751
7285 | 0 | 461.757 | 1011.394 | 780.452 | 597.877 | 34.438 | 184.837
7286 | 0 | 446.001 | 215.186 | 0 | 804.456 | 42.949 | 176.325
7287 | 0 | 412.526 | 1011.394 | 829.682 | 911.141 | 47.854 | 171.421
7288 | 0 | 335.245 | 104.43 | 0 | 1011.394 | 58.804 | 160.47
7289 | 0 | 225.178 | 0 | 5.637 | 1005.522 | 88.838 | 130.436
7290 | 0 | 85.365 | 0 | 124.955 | 875.361 | 151.8 | 48.004
7291 | 0 | 0 | 0 | 184.425 | 683.251 | 175.204 | 0
7292 | 0 | 0 | 0 | 169.985 | 506.184 | 161.485 | 0
7293 | 0 | 0 | 0 | 97.313 | 404.816 | 92.447 | 0
7294 | 0 | 0 | 0 | 39.763 | 363.396 | 37.775 | 0
7295 | 0 | 0 | 0 | 13.687 | 349.139 | 13.003 | 0
7296 | 0 | 0 | 0 | 10.978 | 337.704 | 10.429 | 0
7297 | 0 | 0 | 0 | 14.953 | 322.128 | 14.205 | 0
7298 | 0 | 0 | 0 | 16.069 | 305.389 | 15.265 | 0
7299 | 0 | 0 | 0 | 16.342 | 288.367 | 15.525 | 0
7300 | 0 | 0 | 0 | 22.012 | 265.437 | 20.911 | 0
7301 | 0 | 0 | 0 | 30.648 | 233.512 | 29.116 | 0
7302 | 0 | 0 | 0 | 68.734 | 161.915 | 65.297 | 0
7303 | 0 | 15.337 | 0 | 110.751 | 46.549 | 119.784 | 0
7304 | 0 | 120.073 | 0 | 44.687 | 0 | 156.522 | 0
7305 | 0 | 248.126 | 17.311 | 0 | 16.618 | 114.057 | 105.217
7306 | 0 | 351.87 | 1011.394 | 890.339 | 60.12 | 60.756 | 158.518
7307 | 0 | 415.815 | 185 | 0 | 237.72 | 36.64 | 182.634
7308 | 0 | 463.173 | 1011.394 | 779.035 | 397.163 | 44.39 | 174.885
7309 | 0 | 460.083 | 1011.394 | 782.126 | 553.387 | 50.307 | 168.967
7310 | 0 | 449.992 | 669.809 | 450.632 | 726.995 | 43.336 | 175.939
7311 | 0 | 417.644 | 186.829 | 0 | 906.351 | 68.865 | 150.41
7312 | 0 | 340.235 | 109.42 | 0 | 1011.394 | 83.01 | 136.264
7313 | 0 | 223.271 | 0 | 0 | 1011.394 | 104.991 | 107.117
7314 | 0 | 85.494 | 0 | 139.623 | 865.953 | 156.679 | 57.183
7315 | 0 | 0 | 0 | 184.309 | 673.965 | 175.093 | 0
7316 | 0 | 0 | 0 | 156.72 | 510.715 | 148.884 | 0
7317 | 0 | 0 | 0 | 105.584 | 400.732 | 100.305 | 0
7318 | 0 | 0 | 0 | 37.713 | 361.448 | 35.827 | 0
7319 | 0 | 0 | 0 | 17.019 | 343.72 | 16.168 | 0
7320 | 0 | 0 | 0 | 12.29 | 330.918 | 11.675 | 0
7321 | 0 | 0 | 0 | 13.424 | 316.934 | 12.753 | 0
7322 | 0 | 0 | 0 | 17.012 | 299.214 | 16.161 | 0
7323 | 0 | 0 | 0 | 15.375 | 283.199 | 14.606 | 0
7324 | 0 | 0 | 0 | 18.737 | 263.681 | 17.8 | 0
7325 | 0 | 0 | 0 | 32.786 | 229.529 | 31.146 | 0
7326 | 0 | 0 | 0 | 72.198 | 154.323 | 68.588 | 0
7327 | 0 | 16.264 | 0 | 114.799 | 34.741 | 124.509 | 0
7328 | 0 | 119.598 | 0 | 33.351 | 0 | 145.302 | 0
7329 | 0 | 236.333 | 5.518 | 0 | 5.297 | 125.898 | 93.377
7330 | 0 | 343.134 | 112.319 | 0 | 113.123 | 73.86 | 145.414
7331 | 0 | 390.273 | 159.458 | 0 | 266.203 | 47.797 | 171.477
7332 | 0 | 427.167 | 1011.394 | 815.042 | 388.138 | 38.213 | 181.062
7333 | 0 | 448.941 | 218.126 | 0 | 597.539 | 46.649 | 172.625
7334 | 0 | 433.06 | 437.57 | 235.325 | 772.476 | 47.445 | 171.829
7335 | 0 | 395.641 | 164.826 | 0 | 930.709 | 57.502 | 161.772
7336 | 0 | 314.862 | 84.047 | 0 | 1011.394 | 73.343 | 145.931
7337 | 0 | 195.495 | 0 | 35.32 | 974.602 | 102.117 | 117.157
7338 | 0 | 72.836 | 0 | 157.979 | 810.041 | 155.322 | 63.953
7339 | 0 | 0 | 0 | 190.345 | 611.765 | 179.969 | 0.858
7340 | 0 | 0 | 0 | 150.971 | 454.503 | 143.423 | 0
7341 | 0 | 0 | 0 | 82.142 | 368.939 | 78.035 | 0
7342 | 0 | 0 | 0 | 38.04 | 329.314 | 36.138 | 0
7343 | 0 | 0 | 0 | 13.054 | 315.716 | 12.401 | 0
7344 | 0 | 0 | 0 | 12.114 | 303.097 | 11.508 | 0
7345 | 0 | 0 | 0 | 13.148 | 289.401 | 12.491 | 0
7346 | 0 | 0 | 0 | 13.316 | 275.53 | 12.65 | 0
7347 | 0 | 0 | 0 | 14.915 | 259.993 | 14.169 | 0
7348 | 0 | 0 | 0 | 20.009 | 239.15 | 19.009 | 0
7349 | 0 | 0 | 0 | 42.965 | 194.396 | 40.816 | 0
7350 | 0 | 0 | 0 | 79.375 | 111.713 | 75.406 | 0
7351 | 0 | 16.083 | 0 | 90.313 | 17.637 | 101.077 | 0
7352 | 0 | 121.997 | 0 | 16.931 | 0 | 131.982 | 0
7353 | 0 | 243.856 | 13.041 | 0 | 12.519 | 109.48 | 109.794
7354 | 0 | 355.122 | 124.307 | 0 | 131.853 | 92.206 | 127.068
7355 | 0 | 417.366 | 1011.394 | 824.842 | 243.58 | 71.83 | 147.444
7356 | 0 | 442.002 | 211.187 | 0 | 446.32 | 63.325 | 155.949
7357 | 0 | 445.576 | 214.761 | 0 | 652.49 | 65.242 | 154.032
7358 | 0 | 411.764 | 195.96 | 15.012 | 824.975 | 67.74 | 151.534
7359 | 0 | 368.356 | 137.541 | 0 | 957.014 | 81.321 | 137.954
7360 | 0 | 287.46 | 56.645 | 0 | 1011.394 | 95.134 | 124.14
7361 | 0 | 172.042 | 0 | 58.773 | 950.172 | 134.379 | 84.896
7362 | 0 | 72.453 | 0 | 158.362 | 785.212 | 161.613 | 57.661
7363 | 0 | 0 | 0 | 195.361 | 581.711 | 136.258 | 49.335
7364 | 0 | 0 | 0 | 118.67 | 458.097 | 112.736 | 0
7365 | 0 | 0 | 0 | 74.919 | 380.056 | 71.173 | 0
7366 | 0 | 0 | 0 | 38.601 | 339.847 | 36.671 | 0
7367 | 0 | 0 | 0 | 20.336 | 318.664 | 19.319 | 0
7368 | 0 | 0 | 0 | 12.885 | 305.242 | 12.241 | 0
7369 | 0 | 0 | 0 | 14.223 | 290.426 | 13.512 | 0
7370 | 0 | 0 | 0 | 13.766 | 276.086 | 13.078 | 0
7371 | 0 | 0 | 0 | 17.899 | 257.442 | 17.004 | 0
7372 | 0 | 0 | 0 | 23.078 | 233.402 | 21.924 | 0
7373 | 0 | 0 | 0 | 35.372 | 196.556 | 33.603 | 0
7374 | 0 | 0 | 0 | 80.909 | 112.276 | 76.863 | 0
7375 | 0 | 11.948 | 0 | 100.714 | 7.366 | 107.028 | 0
7376 | 0 | 118.216 | 0 | 7.071 | 0 | 119.023 | 0
7377 | 0 | 224.977 | 0 | 0 | 0 | 113.051 | 100.676
7378 | 0 | 342.434 | 1011.394 | 899.774 | 33.673 | 80.568 | 138.706
7379 | 0 | 409.329 | 1011.394 | 832.88 | 137.028 | 76.267 | 143.007
7380 | 0 | 441.618 | 210.803 | 0 | 339.398 | 62.096 | 157.178
7381 | 0 | 458.207 | 227.392 | 0 | 557.694 | 65.691 | 153.584
7382 | 0 | 450.431 | 626.279 | 406.663 | 735.315 | 72.247 | 147.027
7383 | 0 | 411.936 | 181.121 | 0 | 909.192 | 83.194 | 136.08
7384 | 0 | 337.276 | 106.461 | 0 | 1011.394 | 103.487 | 115.787
7385 | 0 | 217.732 | 0 | 13.083 | 997.766 | 130.263 | 89.011
7386 | 0 | 80.919 | 0 | 149.896 | 841.625 | 159.285 | 59.99
7387 | 0 | 0 | 0 | 196.793 | 636.632 | 134.017 | 52.937
7388 | 0 | 0 | 0 | 110.345 | 521.689 | 104.828 | 0
7389 | 0 | 0 | 0 | 66.795 | 452.111 | 63.455 | 0
7390 | 0 | 0 | 0 | 43.758 | 406.53 | 41.57 | 0
7391 | 0 | 0 | 0 | 20.503 | 385.172 | 19.478 | 0
7392 | 0 | 0 | 0 | 10.693 | 374.034 | 10.158 | 0
7393 | 0 | 0 | 0 | 13.139 | 360.347 | 12.482 | 0
7394 | 0 | 0 | 0 | 13.913 | 345.855 | 13.217 | 0
7395 | 0 | 0 | 0 | 15.185 | 330.037 | 14.426 | 0
7396 | 0 | 0 | 0 | 20.601 | 308.578 | 19.571 | 0
7397 | 0 | 0 | 0 | 42.442 | 264.368 | 40.32 | 0
7398 | 0 | 0 | 0 | 78.222 | 182.886 | 74.311 | 0
7399 | 0 | 17.022 | 0 | 127.227 | 50.358 | 137.036 | 0
7400 | 0 | 127.857 | 0 | 48.344 | 0 | 167.391 | 0
7401 | 0 | 259.007 | 359.587 | 331.396 | 0 | 132.269 | 87.005
7402 | 0 | 364.995 | 1011.394 | 877.214 | 57.174 | 68.375 | 150.9
7403 | 0 | 435.772 | 1011.394 | 806.437 | 188.074 | 39.712 | 179.562
7404 | 0 | 476.179 | 245.364 | 0 | 423.624 | 40.531 | 178.743
7405 | 0 | 482.857 | 1011.394 | 759.352 | 603.57 | 40.947 | 178.328
7406 | 0 | 470.133 | 909.87 | 670.552 | 778.554 | 45.38 | 173.894
7407 | 0 | 426.583 | 1011.394 | 815.626 | 899.881 | 52.327 | 166.947
7408 | 0 | 346.974 | 116.159 | 0 | 1011.394 | 70.242 | 149.033
7409 | 0 | 229.71 | 0 | 1.105 | 1010.242 | 99.413 | 119.861
7410 | 0 | 90.729 | 0 | 134.28 | 870.368 | 146.098 | 67.66
7411 | 0 | 0 | 0 | 186.27 | 676.336 | 176.957 | 0
7412 | 0 | 0 | 0 | 166.63 | 502.763 | 158.299 | 0
7413 | 0 | 0 | 0 | 102.824 | 395.655 | 97.683 | 0
7414 | 0 | 0 | 0 | 40.328 | 353.647 | 38.312 | 0
7415 | 0 | 0 | 0 | 12.565 | 340.558 | 11.937 | 0
7416 | 0 | 0 | 0 | 11.789 | 328.278 | 11.2 | 0
7417 | 0 | 0 | 0 | 13.805 | 313.897 | 13.115 | 0
7418 | 0 | 0 | 0 | 13.851 | 299.469 | 13.158 | 0
7419 | 0 | 0 | 0 | 14.587 | 284.274 | 13.858 | 0
7420 | 0 | 0 | 0 | 20.422 | 263.001 | 19.401 | 0
7421 | 0 | 0 | 0 | 33.438 | 228.17 | 31.766 | 0
7422 | 0 | 0 | 0 | 71.198 | 154.005 | 67.638 | 0
7423 | 0 | 18.061 | 0 | 111.256 | 38.114 | 122.851 | 0
7424 | 0 | 130.142 | 0 | 36.589 | 0 | 158.394 | 0
7425 | 0 | 264.755 | 432.911 | 398.971 | 0 | 123.366 | 95.908
7426 | 0 | 367.691 | 1011.394 | 874.517 | 59.982 | 55.861 | 163.413
7427 | 0 | 427.643 | 196.828 | 0 | 248.937 | 39.025 | 180.25
7428 | 0 | 460.148 | 229.333 | 0 | 469.096 | 32.225 | 187.049
7429 | 0 | 455.456 | 1005.894 | 781.253 | 620.949 | 48.522 | 170.752
7430 | 0 | 423.185 | 192.37 | 0 | 805.624 | 53.219 | 166.055
7431 | 0 | 383.753 | 152.938 | 0 | 952.445 | 57.154 | 162.12
7432 | 0 | 292.22 | 61.405 | 0 | 1011.394 | 77.436 | 141.838
7433 | 0 | 176.569 | 0 | 0 | 1011.394 | 101.413 | 66.328
7434 | 0 | 43.877 | 0 | 126.58 | 879.54 | 161.934 | 0
7435 | 0 | 0 | 0 | 206.629 | 664.301 | 196.298 | 0
7436 | 0 | 0 | 0 | 172.045 | 485.088 | 163.443 | 0
7437 | 0 | 0 | 0 | 98.486 | 382.498 | 93.561 | 0
7438 | 0 | 0 | 0 | 36.548 | 344.428 | 34.72 | 0
7439 | 0 | 0 | 0 | 14.347 | 329.484 | 13.629 | 0
7440 | 0 | 0 | 0 | 11.774 | 317.219 | 11.185 | 0
7441 | 0 | 0 | 0 | 12.727 | 303.961 | 12.091 | 0
7442 | 0 | 0 | 0 | 14.584 | 288.769 | 13.855 | 0
7443 | 0 | 0 | 0 | 15.679 | 272.437 | 14.895 | 0
7444 | 0 | 0 | 0 | 19.323 | 252.309 | 18.357 | 0
7445 | 0 | 0 | 0 | 33.529 | 217.382 | 31.853 | 0
7446 | 0 | 0 | 0 | 74.502 | 139.776 | 70.777 | 0
7447 | 13.655 | 16.57 | 0 | 104.296 | 31.134 | 128.478 | 0
7448 | 0 | 124.779 | 0 | 29.889 | 0 | 146.935 | 0
7449 | 0 | 247.997 | 219.162 | 201.98 | 0 | 136.036 | 83.238
7450 | 0 | 354.697 | 1011.394 | 887.512 | 46.446 | 70.016 | 149.258
7451 | 0 | 415.849 | 1011.394 | 826.359 | 156.593 | 44.176 | 175.099
7452 | 0 | 458.014 | 1011.394 | 784.195 | 310.662 | 34.304 | 184.97
7453 | 0 | 469.954 | 239.139 | 0 | 540.236 | 32.014 | 187.26
7454 | 0 | 459.893 | 229.078 | 0 | 760.151 | 42.095 | 177.179
7455 | 0 | 395.99 | 255.144 | 89.969 | 911.371 | 64.474 | 154.8
7456 | 0 | 335.005 | 104.19 | 0 | 1011.394 | 63.789 | 155.485
7457 | 0 | 225.243 | 0 | 5.572 | 1005.59 | 108.357 | 110.918
7458 | 0 | 84.242 | 0 | 93.118 | 908.592 | 160.518 | 7.974
7459 | 0 | 0 | 0 | 186.714 | 714.099 | 177.378 | 0
7460 | 0 | 0 | 0 | 168.818 | 538.247 | 160.377 | 0
7461 | 0 | 0 | 0 | 101.495 | 432.523 | 96.421 | 0
7462 | 0 | 0 | 0 | 50.715 | 379.695 | 48.179 | 0
7463 | 0 | 0 | 0 | 12.805 | 366.356 | 12.165 | 0
7464 | 0 | 0 | 0 | 11.851 | 354.011 | 11.259 | 0
7465 | 0 | 0 | 0 | 14.32 | 339.094 | 13.604 | 0
7466 | 0 | 0 | 0 | 14.835 | 323.641 | 14.093 | 0
7467 | 0 | 0 | 0 | 16.268 | 306.695 | 15.455 | 0
7468 | 0 | 0 | 0 | 16.672 | 289.329 | 15.838 | 0
7469 | 0 | 0 | 0 | 35.277 | 252.582 | 33.513 | 0
7470 | 0 | 0 | 0 | 73.671 | 175.841 | 69.987 | 0
7471 | 0 | 17.578 | 0 | 112.555 | 58.597 | 123.626 | 0
7472 | 0 | 127.84 | 0 | 56.253 | 0 | 174.888 | 0
7473 | 0 | 256.937 | 333.189 | 307.067 | 0 | 127.187 | 92.088
7474 | 0 | 359.028 | 1011.394 | 883.181 | 50.958 | 66.312 | 152.962
7475 | 0 | 424.948 | 1011.394 | 817.261 | 170.583 | 37.625 | 181.65
7476 | 0 | 466.022 | 873.678 | 638.471 | 344.24 | 42.453 | 176.821
7477 | 0 | 473.751 | 242.936 | 0 | 577.459 | 41.039 | 178.236
7478 | 0 | 458.013 | 227.198 | 0 | 795.569 | 38.914 | 180.36
7479 | 0 | 420.601 | 189.786 | 0 | 977.764 | 60.041 | 159.233
7480 | 0 | 342.393 | 1011.394 | 899.816 | 1011.394 | 65.639 | 153.636
7481 | 0 | 227.941 | 0 | 2.874 | 1008.4 | 97.228 | 122.046
7482 | 0 | 86.447 | 0 | 140.891 | 861.639 | 157.925 | 58.046
7483 | 0 | 0 | 0 | 184.777 | 669.163 | 175.538 | 0
7484 | 0 | 0 | 0 | 157.759 | 504.831 | 149.871 | 0
7485 | 0 | 0 | 0 | 103.872 | 396.631 | 98.679 | 0
7486 | 0 | 0 | 0 | 47.39 | 347.266 | 45.021 | 0
7487 | 0 | 0 | 0 | 15.317 | 331.311 | 14.551 | 0
7488 | 0 | 0 | 0 | 13.57 | 317.175 | 12.892 | 0
7489 | 0 | 0 | 0 | 13.764 | 302.837 | 13.076 | 0
7490 | 0 | 0 | 0 | 14.284 | 287.958 | 13.57 | 0
7491 | 0 | 0 | 0 | 14.266 | 273.098 | 13.552 | 0
7492 | 0 | 0 | 0 | 19.808 | 252.464 | 18.818 | 0
7493 | 0 | 0 | 0 | 33.183 | 217.899 | 31.524 | 0
7494 | 0 | 0 | 0 | 62.085 | 153.226 | 58.981 | 0
7495 | 0 | 16.672 | 0 | 109.561 | 39.1 | 119.922 | 0
7496 | 0 | 124.603 | 0 | 37.536 | 0 | 154.032 | 0
7497 | 0 | 254.816 | 24.001 | 0 | 23.041 | 114.184 | 105.091
7498 | 0 | 357.963 | 277.099 | 149.95 | 132.857 | 68.509 | 150.766
7499 | 0 | 425.79 | 1011.394 | 816.419 | 253.359 | 39.581 | 179.694
7500 | 0 | 460.285 | 1011.394 | 781.924 | 409.793 | 30.039 | 189.235
7501 | 0 | 459.58 | 228.765 | 0 | 629.407 | 38.8 | 180.474
7502 | 0 | 422.991 | 192.176 | 0 | 813.895 | 42.706 | 176.569
7503 | 0 | 379.249 | 148.434 | 0 | 956.392 | 53.394 | 165.88
7504 | 0 | 288.109 | 57.294 | 0 | 1011.394 | 79.655 | 139.619
7505 | 0 | 163.751 | 0 | 67.064 | 941.535 | 115.886 | 103.389
7506 | 0 | 54.455 | 0 | 149.696 | 785.602 | 151.693 | 42.25
7507 | 0 | 0 | 0 | 183.242 | 594.725 | 174.08 | 0
7508 | 0 | 0 | 0 | 147.603 | 440.972 | 140.223 | 0
7509 | 0 | 0 | 0 | 92.56 | 344.555 | 87.932 | 0
7510 | 0 | 0 | 0 | 37.653 | 305.333 | 35.771 | 0
7511 | 0 | 0 | 0 | 22.29 | 282.114 | 21.176 | 0
7512 | 0 | 0 | 0 | 10.228 | 271.46 | 9.717 | 0
7513 | 0 | 0 | 0 | 13.022 | 257.896 | 12.37 | 0
7514 | 0 | 0 | 0 | 15.077 | 242.19 | 14.323 | 0
7515 | 0 | 0 | 0 | 15.977 | 225.548 | 15.178 | 0
7516 | 0 | 0 | 0 | 19.017 | 205.738 | 18.066 | 0
7517 | 0 | 0 | 0 | 35.007 | 169.272 | 33.257 | 0
7518 | 0 | 0 | 0 | 72.438 | 93.816 | 68.816 | 0
7519 | 0 | 17.292 | 0 | 90.064 | 0 | 101.988 | 0
7520 | 0 | 126.83 | 0 | 0 | 0 | 117.514 | 2.974
7521 | 0 | 254.867 | 24.052 | 0 | 23.09 | 104.042 | 115.232
7522 | 0 | 356.827 | 1011.394 | 885.381 | 71.755 | 89.731 | 129.544
7523 | 0 | 422.512 | 422.281 | 230.584 | 236.953 | 70.306 | 148.969
7524 | 0 | 453.617 | 222.802 | 0 | 450.842 | 64.777 | 154.497
7525 | 0 | 453.432 | 222.617 | 0 | 664.555 | 63.735 | 155.54
7526 | 0 | 412.46 | 181.645 | 0 | 838.934 | 76.918 | 142.356
7527 | 0 | 354.84 | 124.025 | 0 | 957.999 | 87.547 | 131.728
7528 | 0 | 286.435 | 55.62 | 0 | 1011.394 | 108.138 | 111.136
7529 | 0 | 175.553 | 0 | 55.262 | 953.83 | 122.192 | 97.082
7530 | 0 | 59.574 | 0 | 171.241 | 775.454 | 141.979 | 77.295
7531 | 0 | 0 | 0 | 205.977 | 560.895 | 134.386 | 61.292
7532 | 0 | 0 | 0 | 126.791 | 428.82 | 120.452 | 0
7533 | 0 | 0 | 0 | 83.644 | 341.691 | 79.462 | 0
7534 | 0 | 0 | 0 | 38.632 | 301.45 | 36.7 | 0
7535 | 0 | 0 | 0 | 16.445 | 284.32 | 15.623 | 0
7536 | 0 | 0 | 0 | 10.974 | 272.889 | 10.425 | 0
7537 | 0 | 0 | 0 | 14.38 | 257.91 | 13.661 | 0
7538 | 0 | 0 | 0 | 14.086 | 243.238 | 13.381 | 0
7539 | 0 | 0 | 0 | 18.787 | 223.668 | 17.847 | 0
7540 | 0 | 0 | 0 | 20.163 | 202.665 | 19.155 | 0
7541 | 0 | 0 | 0 | 34.014 | 167.234 | 32.313 | 0
7542 | 0 | 0 | 0 | 72.015 | 92.217 | 68.415 | 0
7543 | 0 | 13.091 | 0 | 76.131 | 12.915 | 84.761 | 0
7544 | 0 | 109.903 | 0 | 12.398 | 0 | 116.186 | 0
7545 | 0 | 176.033 | 0 | 0 | 0 | 97.234 | 69.998
7546 | 0 | 244.607 | 13.792 | 0 | 13.24 | 78.267 | 141.008
7547 | 0 | 290.373 | 59.558 | 0 | 70.416 | 71.321 | 147.953
7548 | 0 | 413.779 | 182.964 | 0 | 246.061 | 61.913 | 157.362
7549 | 0 | 421.165 | 190.35 | 0 | 428.798 | 65.809 | 153.466
7550 | 0 | 435.496 | 204.681 | 0 | 625.292 | 75.906 | 143.368
7551 | 0 | 376.078 | 145.263 | 0 | 764.744 | 79.552 | 139.722
7552 | 0 | 264.997 | 66.569 | 0 | 828.649 | 110.166 | 78.34
7553 | 0 | 144.436 | 20.139 | 0 | 847.983 | 118.083 | 0
7554 | 0 | 76.752 | 0 | 79.323 | 765.354 | 148.272 | 0
7555 | 0 | 0 | 0 | 157.292 | 601.509 | 149.427 | 0
7556 | 0 | 0 | 0 | 114.621 | 482.112 | 108.89 | 0
7557 | 0 | 0 | 0 | 72.648 | 406.436 | 69.016 | 0
7558 | 0 | 0 | 0 | 37.935 | 366.921 | 36.038 | 0
7559 | 0 | 0 | 0 | 18.172 | 347.991 | 17.264 | 0
7560 | 0 | 0 | 0 | 10.477 | 337.077 | 9.954 | 0
7561 | 0 | 0 | 0 | 16.166 | 320.238 | 15.358 | 0
7562 | 0 | 0 | 0 | 14.3 | 305.341 | 13.585 | 0
7563 | 0 | 0 | 0 | 16.776 | 287.867 | 15.937 | 0
7564 | 0 | 0 | 0 | 22.343 | 264.593 | 21.226 | 0
7565 | 0 | 0 | 0 | 35.693 | 227.413 | 33.909 | 0
7566 | 0 | 0 | 0 | 81.24 | 142.787 | 77.178 | 0
7567 | 0 | 16.656 | 0 | 103.645 | 34.824 | 114.285 | 0
7568 | 0 | 123.001 | 0 | 33.431 | 0 | 148.611 | 0
7569 | 0 | 248.68 | 17.865 | 0 | 17.151 | 126.77 | 92.504
7570 | 0 | 349.032 | 118.217 | 0 | 130.639 | 65.299 | 153.975
7571 | 0 | 412.61 | 650.672 | 468.877 | 266.871 | 39.086 | 180.189
7572 | 0 | 443.355 | 212.54 | 0 | 470.909 | 42.504 | 176.771
7573 | 0 | 431.006 | 200.191 | 0 | 663.092 | 38.158 | 181.117
7574 | 0 | 403.525 | 172.71 | 0 | 828.894 | 40.063 | 179.211
7575 | 0 | 364.29 | 133.475 | 0 | 957.031 | 51.766 | 167.508
7576 | 0 | 287.443 | 56.628 | 0 | 1011.394 | 82.298 | 136.977
7577 | 0 | 210.697 | 0 | 20.118 | 990.438 | 101.547 | 117.728
7578 | 0 | 83.644 | 0 | 125.53 | 859.678 | 159.604 | 39.111
7579 | 0 | 0 | 0 | 201.17 | 650.126 | 191.111 | 0
7580 | 0 | 0 | 0 | 149.56 | 494.335 | 142.082 | 0
7581 | 0 | 0 | 0 | 92.428 | 398.056 | 87.806 | 0
7582 | 0 | 0 | 0 | 34.896 | 361.706 | 33.151 | 0
7583 | 0 | 0 | 0 | 14.83 | 346.258 | 14.088 | 0
7584 | 0 | 0 | 0 | 10.011 | 335.83 | 9.51 | 0
7585 | 0 | 0 | 0 | 11.713 | 323.629 | 11.127 | 0
7586 | 0 | 0 | 0 | 13.026 | 310.061 | 12.374 | 0
7587 | 0 | 0 | 0 | 16.451 | 292.925 | 15.628 | 0
7588 | 0 | 0 | 0 | 20.953 | 271.099 | 19.905 | 0
7589 | 0 | 0 | 0 | 31.2 | 238.599 | 29.64 | 0
7590 | 0 | 0 | 0 | 70.773 | 164.878 | 67.234 | 0
7591 | 0 | 15.808 | 0 | 115.725 | 44.331 | 124.956 | 0
7592 | 0 | 115.224 | 0 | 42.558 | 0 | 149.893 | 0
7593 | 0 | 221.199 | 0 | 0 | 0 | 117.03 | 93.109
7594 | 0 | 347.828 | 1011.394 | 894.381 | 39.291 | 68.592 | 150.682
7595 | 0 | 416.272 | 344.526 | 159.069 | 204.34 | 50.853 | 168.421
7596 | 0 | 469.394 | 1011.394 | 772.815 | 370.262 | 36.072 | 183.203
7597 | 0 | 479.007 | 1011.394 | 763.202 | 546.199 | 39.318 | 179.956
7598 | 0 | 467.806 | 236.991 | 0 | 773.71 | 42.25 | 177.024
7599 | 0 | 427.217 | 1011.394 | 814.992 | 895.698 | 55.616 | 163.658
7600 | 0 | 347.812 | 116.997 | 0 | 1008.015 | 78.576 | 140.698
7601 | 0 | 234.335 | 3.52 | 0 | 1011.394 | 129.251 | 90.024
7602 | 0 | 88.473 | 0 | 109.201 | 897.643 | 185.328 | 2.462
7603 | 0 | 0 | 0 | 207.31 | 681.695 | 196.945 | 0
7604 | 0 | 0 | 0 | 162.801 | 512.111 | 154.661 | 0
7605 | 0 | 0 | 0 | 97.972 | 410.057 | 93.073 | 0
7606 | 0 | 0 | 0 | 38.248 | 370.215 | 36.336 | 0
7607 | 0 | 0 | 0 | 13.93 | 355.705 | 13.234 | 0
7608 | 0 | 0 | 0 | 9.593 | 345.712 | 9.114 | 0
7609 | 0 | 0 | 0 | 12.467 | 332.725 | 11.844 | 0
7610 | 0 | 0 | 0 | 14.436 | 317.687 | 13.715 | 0
7611 | 0 | 0 | 0 | 14.965 | 302.098 | 14.217 | 0
7612 | 0 | 0 | 0 | 27.549 | 273.401 | 26.172 | 0
7613 | 0 | 0 | 0 | 44.257 | 227.3 | 42.044 | 0
7614 | 0 | 0 | 0 | 74.069 | 150.145 | 70.365 | 0
7615 | 0 | 18.992 | 0 | 117.48 | 27.77 | 129.648 | 0
7616 | 0 | 133.507 | 0 | 26.66 | 0 | 152.158 | 0
7617 | 0 | 262.12 | 399.3 | 367.995 | 0 | 119.439 | 99.836
7618 | 0 | 365.54 | 1011.394 | 876.669 | 57.741 | 69.769 | 149.505
7619 | 0 | 435.081 | 1011.394 | 807.127 | 187.922 | 36.525 | 182.749
7620 | 0 | 469.634 | 238.819 | 0 | 417.188 | 31.966 | 187.309
7621 | 0 | 483.113 | 1011.394 | 759.096 | 597.401 | 37.708 | 181.566
7622 | 0 | 467.953 | 1011.394 | 774.256 | 761.823 | 49.21 | 170.065
7623 | 0 | 415.048 | 730.919 | 546.686 | 894.04 | 53.105 | 166.169
7624 | 0 | 351.013 | 120.198 | 0 | 1009.43 | 66.665 | 152.61
7625 | 0 | 232.86 | 2.045 | 0 | 1011.394 | 112.581 | 106.694
7626 | 0 | 88.009 | 0 | 142.806 | 862.637 | 157.356 | 61.918
7627 | 0 | 0 | 0 | 196.878 | 657.556 | 171.114 | 15.92
7628 | 0 | 0 | 0 | 157.056 | 493.956 | 149.203 | 0
7629 | 0 | 0 | 0 | 93.283 | 396.786 | 88.619 | 0
7630 | 0 | 0 | 0 | 37.581 | 357.639 | 35.702 | 0
7631 | 0 | 0 | 0 | 24.804 | 331.801 | 23.564 | 0
7632 | 0 | 0 | 0 | 11.759 | 319.552 | 11.171 | 0
7633 | 0 | 0 | 0 | 13.132 | 305.873 | 12.475 | 0
7634 | 0 | 0 | 0 | 12.607 | 292.741 | 11.977 | 0
7635 | 0 | 0 | 0 | 12.592 | 279.624 | 11.963 | 0
7636 | 0 | 0 | 0 | 24.378 | 254.23 | 23.159 | 0
7637 | 0 | 0 | 0 | 35.21 | 217.553 | 33.449 | 0
7638 | 0 | 0 | 0 | 66.186 | 148.609 | 62.877 | 0
7639 | 0 | 19.185 | 0 | 108.537 | 35.549 | 121.336 | 0
7640 | 0 | 133.178 | 0 | 34.127 | 0 | 158.94 | 0
7641 | 0 | 259.878 | 29.063 | 0 | 27.901 | 126.26 | 93.015
7642 | 0 | 363.23 | 132.415 | 0 | 155.019 | 68.135 | 151.139
7643 | 0 | 427.462 | 1011.394 | 814.747 | 277.262 | 38.645 | 180.63
7644 | 0 | 466.918 | 1011.394 | 775.291 | 440.605 | 37.518 | 181.756
7645 | 0 | 477.112 | 1011.394 | 765.097 | 614.567 | 41.389 | 177.886
7646 | 0 | 462.642 | 1011.394 | 779.566 | 773.457 | 42.983 | 176.291
7647 | 0 | 414.754 | 715.914 | 531.974 | 906.594 | 53.2 | 166.075
7648 | 0 | 339.981 | 109.167 | 0 | 1011.394 | 80.405 | 138.869
7649 | 0 | 223.952 | 0 | 6.863 | 1004.245 | 124.321 | 94.953
7650 | 0 | 87.019 | 0 | 114.444 | 885.032 | 166.441 | 24.948
7651 | 0 | 0 | 0 | 179.062 | 698.509 | 170.109 | 0
7652 | 0 | 0 | 0 | 149.773 | 542.496 | 142.284 | 0
7653 | 0 | 0 | 0 | 95.839 | 442.664 | 91.047 | 0
7654 | 0 | 0 | 0 | 42.51 | 398.383 | 40.385 | 0
7655 | 0 | 0 | 0 | 15.057 | 382.698 | 14.304 | 0
7656 | 0 | 0 | 0 | 12.949 | 369.21 | 12.302 | 0
7657 | 0 | 0 | 0 | 13.001 | 355.667 | 12.351 | 0
7658 | 0 | 0 | 0 | 13.255 | 341.86 | 12.592 | 0
7659 | 0 | 0 | 0 | 15.073 | 326.159 | 14.319 | 0
7660 | 0 | 0 | 0 | 19.592 | 305.751 | 18.612 | 0
7661 | 0 | 0 | 0 | 32.244 | 272.163 | 30.632 | 0
7662 | 0 | 0 | 0 | 75.114 | 193.92 | 71.358 | 0
7663 | 0 | 18.536 | 0 | 127.147 | 61.475 | 138.398 | 0
7664 | 0 | 115.089 | 0 | 59.016 | 0 | 165.4 | 0
7665 | 0 | 247.59 | 213.966 | 197.191 | 0 | 127.285 | 91.989
7666 | 0 | 367.349 | 1011.394 | 874.86 | 59.625 | 66.148 | 153.127
7667 | 0 | 431.863 | 811.645 | 610.597 | 202.766 | 46.615 | 172.66
7668 | 0 | 469.273 | 1011.394 | 772.936 | 368.562 | 32.179 | 187.095
7669 | 0 | 480.091 | 1011.394 | 762.118 | 545.628 | 36.955 | 182.319
7670 | 0 | 470.416 | 1011.394 | 771.793 | 712.615 | 37.883 | 181.391
7671 | 0 | 426.925 | 196.11 | 0 | 900.881 | 50.486 | 168.789
7672 | 0 | 345.933 | 115.118 | 0 | 1011.394 | 67.396 | 151.878
7673 | 0 | 229.674 | 0 | 1.141 | 1010.205 | 102.69 | 116.584
7674 | 0 | 87.343 | 0 | 143.472 | 860.755 | 161.111 | 58.164
7675 | 0 | 0 | 0 | 224.047 | 627.373 | 182.79 | 30.054
7676 | 0 | 0 | 0 | 156.757 | 464.084 | 148.919 | 0
7677 | 0 | 0 | 0 | 99.104 | 360.851 | 94.149 | 0
7678 | 0 | 0 | 0 | 32.067 | 327.448 | 30.463 | 0
7679 | 0 | 0 | 0 | 12.417 | 314.513 | 11.797 | 0
7680 | 0 | 0 | 0 | 12.282 | 301.719 | 11.668 | 0
7681 | 0 | 0 | 0 | 13.989 | 287.148 | 13.289 | 0
7682 | 0 | 0 | 0 | 14.828 | 271.702 | 14.086 | 0
7683 | 0 | 0 | 0 | 13.408 | 257.736 | 12.737 | 0
7684 | 0 | 0 | 0 | 21.427 | 235.415 | 20.356 | 0
7685 | 0 | 0 | 0 | 44.392 | 189.174 | 42.172 | 0
7686 | 0 | 0 | 0 | 73.984 | 112.107 | 70.285 | 0
7687 | 0 | 19.008 | 0 | 107.623 | 0 | 120.299 | 0
7688 | 0 | 129.225 | 0 | 0 | 0 | 111.465 | 11.299
7689 | 0 | 241.363 | 10.548 | 0 | 10.126 | 98.246 | 121.029
7690 | 0 | 353.717 | 589.87 | 466.968 | 89.976 | 92.048 | 127.226
7691 | 0 | 422.723 | 1011.394 | 819.485 | 207.284 | 73.967 | 145.307
7692 | 0 | 459.015 | 1011.394 | 783.194 | 362.395 | 62.599 | 156.676
7693 | 0 | 432.348 | 201.533 | 0 | 555.867 | 69.406 | 149.869
7694 | 0 | 436.343 | 205.528 | 0 | 753.174 | 79.87 | 139.404
7695 | 0 | 395.779 | 164.964 | 0 | 911.539 | 92.225 | 127.05
7696 | 0 | 333.835 | 103.02 | 0 | 1010.438 | 104.808 | 114.466
7697 | 0 | 231.811 | 0.996 | 0 | 1011.394 | 133.129 | 86.145
7698 | 0 | 88.863 | 0 | 141.952 | 863.528 | 142.882 | 76.392
7699 | 0 | 0 | 0 | 178.144 | 677.961 | 143.588 | 25.649
7700 | 0 | 0 | 0 | 230.815 | 437.529 | 114.487 | 104.787
7701 | 0 | 0 | 0 | 76.123 | 358.233 | 72.317 | 0
7702 | 0 | 0 | 0 | 29.126 | 327.893 | 27.67 | 0
7703 | 0 | 0 | 0 | 16.464 | 310.744 | 15.64 | 0
7704 | 0 | 0 | 0 | 12.191 | 298.045 | 11.581 | 0
7705 | 0 | 0 | 0 | 12.406 | 285.122 | 11.786 | 0
7706 | 0 | 0 | 0 | 20.204 | 264.077 | 19.193 | 0
7707 | 0 | 0 | 0 | 17.869 | 245.464 | 16.975 | 0
7708 | 0 | 0 | 0 | 23.071 | 221.432 | 21.917 | 0
7709 | 0 | 0 | 0 | 40.835 | 178.895 | 38.793 | 0
7710 | 0 | 0 | 0 | 76.435 | 99.276 | 72.613 | 0
7711 | 0 | 15.553 | 0 | 95.227 | 0.081 | 105.24 | 0
7712 | 0 | 128.325 | 0 | 0.078 | 0 | 121.983 | 0
7713 | 0 | 257.871 | 27.056 | 0 | 25.973 | 106.7 | 112.574
7714 | 0 | 359.988 | 480.754 | 351.581 | 121.267 | 75.547 | 143.728
7715 | 0 | 423.192 | 1011.394 | 819.017 | 239.063 | 69.259 | 150.015
7716 | 0 | 465.996 | 1011.394 | 776.212 | 401.447 | 82.008 | 137.266
7717 | 0 | 438.286 | 207.471 | 0 | 600.618 | 85.957 | 133.317
7718 | 0 | 448.389 | 1011.394 | 793.82 | 744.66 | 85.996 | 133.278
7719 | 0 | 403.401 | 172.586 | 0 | 910.343 | 89.366 | 129.909
7720 | 0 | 333.563 | 102.748 | 0 | 1008.981 | 104.504 | 114.77
7721 | 0 | 233.328 | 2.513 | 0 | 1011.394 | 134.556 | 84.719
7722 | 0 | 88.622 | 0 | 142.193 | 863.277 | 146.55 | 72.724
7723 | 0 | 0 | 0 | 230.815 | 622.844 | 131.678 | 87.596
7724 | 0 | 0 | 0 | 114.76 | 503.303 | 106.271 | 2.751
7725 | 0 | 0 | 0 | 70.153 | 430.227 | 66.646 | 0
7726 | 0 | 0 | 0 | 41.49 | 387.008 | 39.415 | 0
7727 | 0 | 0 | 0 | 20.751 | 365.392 | 19.714 | 0
7728 | 0 | 0 | 0 | 12.243 | 352.639 | 11.631 | 0
7729 | 0 | 0 | 0 | 14.054 | 338 | 13.351 | 0
7730 | 0 | 0 | 0 | 14.679 | 322.709 | 13.945 | 0
7731 | 0 | 0 | 0 | 15.562 | 306.498 | 14.784 | 0
7732 | 0 | 0 | 0 | 19.321 | 286.372 | 18.355 | 0
7733 | 0 | 0 | 0 | 40.004 | 244.701 | 38.004 | 0
7734 | 0 | 0 | 0 | 82.293 | 158.978 | 78.179 | 0
7735 | 0 | 18.741 | 0 | 115.162 | 39.018 | 127.208 | 0
7736 | 0 | 128.515 | 0 | 37.457 | 0 | 157.673 | 0
7737 | 0 | 255.614 | 316.315 | 291.516 | 0 | 127.145 | 92.13
7738 | 0 | 350.739 | 1011.394 | 891.47 | 42.324 | 64.194 | 155.08
7739 | 0 | 424.258 | 1011.394 | 817.951 | 161.23 | 41.744 | 177.531
7740 | 0 | 463.575 | 232.76 | 0 | 384.679 | 46.22 | 173.054
7741 | 0 | 472.213 | 797.968 | 556.57 | 570.968 | 41.052 | 178.222
7742 | 0 | 459.185 | 1011.394 | 783.024 | 726.256 | 50.343 | 168.931
7743 | 0 | 416.341 | 185.526 | 0 | 904.361 | 50.059 | 169.215
7744 | 0 | 342.307 | 111.492 | 0 | 1011.394 | 72.241 | 147.033
7745 | 0 | 225.954 | 0 | 4.861 | 1006.331 | 118.034 | 101.24
7746 | 0 | 84.748 | 0 | 127.545 | 873.472 | 165.2 | 36.478
7747 | 0 | 0 | 0 | 188.657 | 676.954 | 179.225 | 0
7748 | 0 | 0 | 0 | 153.607 | 516.946 | 145.927 | 0
7749 | 0 | 0 | 0 | 96.426 | 416.502 | 91.605 | 0
7750 | 0 | 0 | 0 | 46.086 | 368.496 | 43.782 | 0
7751 | 0 | 0 | 0 | 22.146 | 345.427 | 21.038 | 0
7752 | 0 | 0 | 0 | 12.948 | 331.94 | 12.3 | 0
7753 | 0 | 0 | 0 | 13.807 | 317.558 | 13.116 | 0
7754 | 0 | 0 | 0 | 14.599 | 302.351 | 13.869 | 0
7755 | 0 | 0 | 0 | 19.153 | 282.399 | 18.196 | 0
7756 | 0 | 0 | 0 | 21.348 | 260.162 | 20.281 | 0
7757 | 0 | 0 | 0 | 32.197 | 226.623 | 30.587 | 0
7758 | 0 | 0 | 0 | 71.263 | 152.391 | 67.7 | 0
7759 | 0 | 17.183 | 0 | 108.456 | 39.416 | 119.357 | 0
7760 | 0 | 127.38 | 0 | 37.839 | 0 | 156.958 | 0
7761 | 0 | 255.398 | 313.554 | 288.972 | 0 | 108.979 | 110.296
7762 | 0 | 356.837 | 1011.394 | 885.371 | 48.676 | 55.728 | 163.547
7763 | 0 | 420.143 | 1011.394 | 822.066 | 163.296 | 35.988 | 183.286
7764 | 0 | 462.793 | 231.978 | 0 | 385.994 | 32.327 | 186.947
7765 | 0 | 472.886 | 1011.394 | 769.323 | 555.554 | 35.835 | 183.439
7766 | 0 | 453.45 | 222.635 | 0 | 769.284 | 41.806 | 177.468
7767 | 0 | 419.912 | 755.816 | 566.719 | 904.535 | 61.088 | 158.186
7768 | 0 | 342.126 | 111.311 | 0 | 1011.394 | 84.956 | 134.319
7769 | 0 | 228.647 | 0 | 2.168 | 1009.135 | 105.237 | 114.038
7770 | 0 | 86.72 | 0 | 144.095 | 859.037 | 153.658 | 65.616
7771 | 0 | 0 | 0 | 187.733 | 663.482 | 167.125 | 11.22
7772 | 0 | 0 | 0 | 150.078 | 507.15 | 142.574 | 0
7773 | 0 | 0 | 0 | 97.745 | 405.333 | 92.858 | 0
7774 | 0 | 0 | 0 | 35.97 | 367.864 | 34.171 | 0
7775 | 0 | 0 | 0 | 12.324 | 355.027 | 11.707 | 0
7776 | 0 | 0 | 0 | 10.102 | 344.504 | 9.597 | 0
7777 | 0 | 0 | 0 | 12.903 | 331.064 | 12.258 | 0
7778 | 0 | 0 | 0 | 14.021 | 316.458 | 13.32 | 0
7779 | 0 | 0 | 0 | 15.518 | 300.294 | 14.742 | 0
7780 | 0 | 0 | 0 | 16.383 | 283.229 | 15.564 | 0
7781 | 0 | 0 | 0 | 29.159 | 252.854 | 27.701 | 0
7782 | 0 | 0 | 0 | 70.513 | 179.403 | 66.988 | 0
7783 | 0 | 16.474 | 0 | 119.049 | 55.393 | 128.747 | 0
7784 | 0 | 121.594 | 0 | 53.178 | 0 | 166.033 | 0
7785 | 0 | 249.191 | 18.376 | 0 | 17.641 | 127.14 | 92.134
7786 | 0 | 344.49 | 113.675 | 0 | 126.769 | 73.519 | 145.755
7787 | 0 | 413.552 | 1011.394 | 828.656 | 234.524 | 48.184 | 171.09
7788 | 0 | 442.138 | 330.322 | 118.999 | 427.676 | 34.501 | 184.774
7789 | 0 | 442.874 | 212.059 | 0 | 631.252 | 39.191 | 180.083
7790 | 0 | 436.153 | 1011.394 | 806.056 | 762.548 | 46.162 | 173.112
7791 | 0 | 403.847 | 173.032 | 0 | 928.659 | 55.891 | 163.383
7792 | 0 | 316.997 | 86.182 | 0 | 1011.394 | 71.978 | 147.296
7793 | 0 | 220.304 | 0 | 10.511 | 1000.445 | 117.216 | 102.058
7794 | 0 | 86.965 | 0 | 111.544 | 884.254 | 160.121 | 28.462
7795 | 0 | 0 | 0 | 179.689 | 697.078 | 170.705 | 0
7796 | 0 | 0 | 0 | 137.397 | 553.955 | 130.528 | 0
7797 | 0 | 0 | 0 | 95.954 | 454.004 | 91.156 | 0
7798 | 0 | 0 | 0 | 43.791 | 408.388 | 41.601 | 0
7799 | 0 | 0 | 0 | 19.546 | 388.028 | 18.569 | 0
7800 | 0 | 0 | 0 | 10.578 | 377.009 | 10.049 | 0
7801 | 0 | 0 | 0 | 12.402 | 364.09 | 11.782 | 0
7802 | 0 | 0 | 0 | 14.843 | 348.628 | 14.101 | 0
7803 | 0 | 0 | 0 | 15.524 | 332.457 | 14.748 | 0
7804 | 0 | 0 | 0 | 17.154 | 314.589 | 16.296 | 0
7805 | 0 | 0 | 0 | 32.78 | 280.443 | 31.141 | 0
7806 | 0 | 0 | 0 | 82.535 | 194.469 | 78.408 | 0
7807 | 0 | 5.275 | 0 | 141.884 | 46.673 | 139.802 | 0
7808 | 0 | 126.109 | 0 | 44.806 | 0 | 162.369 | 0
7809 | 0 | 241.269 | 133.345 | 122.891 | 0 | 130.42 | 88.854
7810 | 0 | 352.223 | 1011.394 | 889.986 | 43.87 | 68.015 | 151.259
7811 | 0 | 423.155 | 1011.394 | 819.054 | 161.627 | 46.709 | 172.565
7812 | 0 | 467.04 | 1011.394 | 775.169 | 325.097 | 44.311 | 174.963
7813 | 0 | 481.227 | 483.195 | 232.783 | 546.482 | 45.599 | 173.675
7814 | 0 | 462.966 | 232.151 | 0 | 769.347 | 53.652 | 165.623
7815 | 0 | 428.946 | 198.131 | 0 | 959.552 | 59.232 | 160.042
7816 | 0 | 352.396 | 1011.394 | 889.813 | 1003.602 | 72.594 | 146.68
7817 | 0 | 238.931 | 8.116 | 0 | 1011.394 | 123.441 | 95.833
7818 | 0 | 94.092 | 0 | 97.33 | 910.009 | 181.85 | 0
7819 | 0 | 0 | 0 | 209.909 | 691.353 | 199.414 | 0
7820 | 0 | 0 | 0 | 170.549 | 513.698 | 162.021 | 0
7821 | 0 | 0 | 0 | 115.682 | 393.196 | 109.898 | 0
7822 | 0 | 0 | 0 | 43.765 | 347.607 | 41.577 | 0
7823 | 0 | 0 | 0 | 17.167 | 329.725 | 16.309 | 0
7824 | 0 | 0 | 0 | 11.707 | 317.53 | 11.122 | 0
7825 | 0 | 0 | 0 | 14.182 | 302.757 | 13.473 | 0
7826 | 0 | 0 | 0 | 15.742 | 286.358 | 14.955 | 0
7827 | 0 | 0 | 0 | 18.235 | 267.364 | 17.323 | 0
7828 | 0 | 0 | 0 | 22.916 | 243.493 | 21.77 | 0
7829 | 0 | 0 | 0 | 27.045 | 215.321 | 25.692 | 0
7830 | 0 | 0 | 0 | 69.501 | 142.925 | 66.026 | 0
7831 | 22.712 | 5.22 | 0 | 102.399 | 36.259 | 124.95 | 0
7832 | 0 | 129.487 | 0 | 34.809 | 0 | 156.081 | 0
7833 | 0 | 260.864 | 383.277 | 353.228 | 0 | 121.871 | 97.403
7834 | 0 | 364.109 | 1011.394 | 878.1 | 56.251 | 62.339 | 156.935
7835 | 0 | 432.818 | 1011.394 | 809.391 | 184.073 | 41.318 | 177.956
7836 | 0 | 476.222 | 1011.394 | 765.987 | 357.108 | 41.7 | 177.574
7837 | 0 | 486.505 | 522.537 | 266.847 | 580.778 | 56.589 | 162.685
7838 | 0 | 474.953 | 1011.394 | 767.256 | 752.491 | 50.546 | 168.728
7839 | 0 | 434.798 | 1011.394 | 807.411 | 882.376 | 65.412 | 153.862
7840 | 0 | 355.739 | 124.924 | 0 | 1002.303 | 74.291 | 144.984
7841 | 0 | 240.285 | 9.47 | 0 | 1011.394 | 114.213 | 105.061
7842 | 0 | 94.159 | 0 | 136.656 | 869.044 | 147.146 | 72.129
7843 | 0 | 0 | 0 | 230.815 | 628.611 | 176.386 | 42.888
7844 | 0 | 0 | 0 | 171.263 | 450.212 | 153.828 | 8.872
7845 | 0 | 0 | 0 | 102.968 | 342.953 | 97.82 | 0
7846 | 0 | 0 | 0 | 43.04 | 298.12 | 40.888 | 0
7847 | 0 | 0 | 0 | 14.167 | 283.362 | 13.459 | 0
7848 | 0 | 0 | 0 | 10.887 | 272.022 | 10.343 | 0
7849 | 0 | 0 | 0 | 12.617 | 258.879 | 11.986 | 0
7850 | 0 | 0 | 0 | 12.736 | 245.613 | 12.099 | 0
7851 | 0 | 0 | 0 | 14.81 | 230.186 | 14.069 | 0
7852 | 0 | 0 | 0 | 19.192 | 210.195 | 18.232 | 0
7853 | 0 | 0 | 0 | 36.839 | 171.821 | 34.997 | 0
7854 | 0 | 0 | 0 | 67.235 | 101.785 | 63.873 | 0
7855 | 0 | 5.202 | 0 | 97.713 | 0 | 97.769 | 0
7856 | 0 | 131.898 | 0 | 0 | 0 | 104.128 | 21.175
7857 | 0 | 261.299 | 388.829 | 358.345 | 0 | 96.879 | 122.395
7858 | 0 | 365.928 | 1011.394 | 876.281 | 58.145 | 66.072 | 153.202
7859 | 0 | 438.124 | 1011.394 | 804.085 | 191.495 | 71.639 | 147.636
7860 | 0 | 481.307 | 1011.394 | 760.902 | 369.827 | 69.526 | 149.748
7861 | 0 | 488.367 | 571.436 | 313.885 | 591.443 | 73.522 | 145.752
7862 | 0 | 475.554 | 1011.394 | 766.655 | 763.782 | 83.984 | 135.29
7863 | 0 | 433.537 | 1011.394 | 808.671 | 892.354 | 91.485 | 127.789
7864 | 0 | 354.814 | 123.999 | 0 | 1011.394 | 115.154 | 104.12
7865 | 0 | 238.895 | 103.067 | 94.986 | 1011.394 | 127.264 | 92.01
7866 | 0 | 93.939 | 0 | 136.876 | 868.815 | 152.833 | 66.441
7867 | 0 | 0 | 0 | 230.815 | 628.382 | 148.222 | 71.052
7868 | 0 | 0 | 0 | 183.551 | 437.184 | 109.642 | 64.731
7869 | 0 | 0 | 0 | 73.289 | 360.842 | 69.624 | 0
7870 | 0 | 0 | 0 | 42.396 | 316.679 | 40.276 | 0
7871 | 0 | 0 | 0 | 18.751 | 297.147 | 17.814 | 0
7872 | 0 | 0 | 0 | 9.798 | 286.941 | 9.308 | 0
7873 | 0 | 0 | 0 | 12.057 | 274.382 | 11.454 | 0
7874 | 0 | 0 | 0 | 12.691 | 261.163 | 12.056 | 0
7875 | 0 | 0 | 0 | 13.83 | 246.756 | 13.139 | 0
7876 | 0 | 0 | 0 | 24.602 | 221.129 | 23.372 | 0
7877 | 0 | 0 | 0 | 37.626 | 181.935 | 35.745 | 0
7878 | 0 | 0 | 0 | 65.252 | 113.965 | 61.989 | 0
7879 | 0 | 4.958 | 0 | 102.728 | 6.956 | 102.302 | 0
7880 | 0 | 124.674 | 0 | 6.678 | 0 | 124.784 | 0
7881 | 0 | 240.085 | 118.246 | 108.976 | 0 | 108.363 | 110.912
7882 | 0 | 358.884 | 1011.394 | 883.324 | 50.809 | 83.2 | 136.074
7883 | 0 | 430.12 | 1011.394 | 812.088 | 175.821 | 70.781 | 148.494
7884 | 0 | 472.37 | 241.555 | 0 | 407.714 | 77.152 | 142.123
7885 | 0 | 482.051 | 742.279 | 491.042 | 608.799 | 67.092 | 152.182
7886 | 0 | 469.04 | 1011.394 | 773.169 | 774.353 | 78.012 | 141.263
7887 | 0 | 427.732 | 1011.394 | 814.477 | 896.878 | 85.784 | 133.49
7888 | 0 | 350.102 | 119.287 | 0 | 1011.394 | 117.523 | 101.751
7889 | 0 | 234.587 | 48.111 | 44.339 | 1011.394 | 132.086 | 87.188
7890 | 0 | 91.97 | 0 | 138.845 | 866.764 | 152.933 | 66.342
7891 | 0 | 0 | 0 | 230.815 | 626.332 | 149.664 | 69.61
7892 | 0 | 0 | 0 | 122.286 | 498.95 | 106.514 | 9.658
7893 | 0 | 0 | 0 | 65.856 | 430.351 | 62.563 | 0
7894 | 0 | 0 | 0 | 32.415 | 396.585 | 30.794 | 0
7895 | 0 | 0 | 0 | 18.106 | 377.725 | 17.2 | 0
7896 | 0 | 0 | 0 | 14.778 | 362.331 | 14.039 | 0
7897 | 0 | 0 | 0 | 14.801 | 346.913 | 14.061 | 0
7898 | 0 | 0 | 0 | 16.163 | 330.077 | 15.355 | 0
7899 | 0 | 0 | 0 | 17.723 | 311.615 | 16.837 | 0
7900 | 0 | 0 | 0 | 19.909 | 290.876 | 18.914 | 0
7901 | 0 | 0 | 0 | 35.329 | 254.075 | 33.563 | 0
7902 | 0 | 0 | 0 | 72.118 | 178.952 | 68.512 | 0
7903 | 0 | 5.496 | 0 | 130.276 | 43.248 | 128.983 | 0
7904 | 0 | 129.502 | 0 | 41.519 | 0 | 162.469 | 0
7905 | 0 | 256.784 | 25.969 | 0 | 24.931 | 120.551 | 98.723
7906 | 0 | 357.356 | 1011.394 | 884.852 | 74.148 | 58.733 | 160.542
7907 | 0 | 418.892 | 1011.394 | 823.317 | 187.464 | 42.165 | 177.109
7908 | 0 | 457.02 | 1011.394 | 785.189 | 340.496 | 33.127 | 186.147
7909 | 0 | 467.014 | 236.199 | 0 | 567.248 | 37.985 | 181.289
7910 | 0 | 454.853 | 224.038 | 0 | 782.324 | 37.583 | 181.691
7911 | 0 | 417.126 | 905.523 | 719.212 | 902.447 | 57.222 | 162.052
7912 | 0 | 343.31 | 112.495 | 0 | 1010.442 | 65.031 | 154.243
7913 | 0 | 231.806 | 0.991 | 0 | 1011.394 | 116.521 | 102.753
7914 | 0 | 90.831 | 0 | 80.489 | 927.551 | 162.754 | 0
7915 | 0 | 0 | 0 | 185.785 | 734.025 | 176.495 | 0
7916 | 0 | 0 | 0 | 168.583 | 558.418 | 160.154 | 0
7917 | 0 | 0 | 0 | 95.104 | 459.351 | 90.348 | 0
7918 | 0 | 0 | 0 | 37.675 | 420.106 | 35.791 | 0
7919 | 0 | 0 | 0 | 25.571 | 393.47 | 24.292 | 0
7920 | 0 | 0 | 0 | 10.914 | 382.102 | 10.368 | 0
7921 | 0 | 0 | 0 | 13.211 | 368.341 | 12.55 | 0
7922 | 0 | 0 | 0 | 14.049 | 353.706 | 13.347 | 0
7923 | 0 | 0 | 0 | 15.069 | 338.009 | 14.316 | 0
7924 | 0 | 0 | 0 | 19.651 | 317.539 | 18.669 | 0
7925 | 0 | 0 | 0 | 37.359 | 278.624 | 35.491 | 0
7926 | 0 | 0 | 0 | 89.493 | 185.402 | 85.018 | 0
7927 | 0 | 4.891 | 0 | 137.396 | 42.28 | 135.173 | 0
7928 | 0 | 124.393 | 0 | 40.589 | 0 | 156.733 | 0
7929 | 0 | 252.331 | 21.516 | 0 | 20.655 | 131.529 | 87.745
7930 | 0 | 357.432 | 126.617 | 0 | 142.207 | 64.123 | 155.151
7931 | 0 | 406.199 | 994.645 | 819.262 | 243.67 | 46.618 | 172.656
7932 | 0 | 420.97 | 190.155 | 0 | 426.218 | 40.219 | 179.055
7933 | 0 | 436.171 | 205.356 | 0 | 623.36 | 42.002 | 177.273
7934 | 0 | 405.488 | 174.673 | 0 | 791.047 | 42.32 | 176.955
7935 | 0 | 379.674 | 148.859 | 0 | 933.952 | 60.015 | 159.26
7936 | 0 | 311.484 | 80.669 | 0 | 1011.394 | 68.936 | 150.338
7937 | 0 | 222.112 | 0 | 8.703 | 1002.329 | 107.667 | 111.607
7938 | 0 | 84.022 | 0 | 104.549 | 893.423 | 158.959 | 20.183
7939 | 0 | 0 | 0 | 192.109 | 693.309 | 182.504 | 0
7940 | 0 | 0 | 0 | 162.087 | 524.468 | 153.983 | 0
7941 | 0 | 0 | 0 | 96.137 | 424.326 | 91.33 | 0
7942 | 0 | 0 | 0 | 45.832 | 376.584 | 43.54 | 0
7943 | 0 | 0 | 0 | 15.669 | 360.262 | 14.886 | 0
7944 | 0 | 0 | 0 | 12.87 | 346.856 | 12.226 | 0
7945 | 0 | 0 | 0 | 14.151 | 332.116 | 13.443 | 0
7946 | 0 | 0 | 0 | 14.361 | 317.156 | 13.643 | 0
7947 | 0 | 0 | 0 | 15.033 | 301.496 | 14.282 | 0
7948 | 0 | 0 | 0 | 21.731 | 278.86 | 20.645 | 0
7949 | 0 | 0 | 0 | 44.534 | 232.47 | 42.307 | 0
7950 | 0 | 0 | 0 | 68.314 | 161.31 | 64.898 | 0
7951 | 0 | 4.399 | 0 | 118.504 | 37.868 | 116.758 | 0
7952 | 0 | 115.534 | 0 | 36.353 | 0 | 144.293 | 0
7953 | 0 | 233.187 | 30.25 | 27.878 | 0 | 121.31 | 97.964
7954 | 0 | 335.794 | 104.979 | 0 | 100.78 | 69.019 | 150.255
7955 | 0 | 416.754 | 374.8 | 188.861 | 263.858 | 41.421 | 177.854
7956 | 0 | 431.417 | 200.602 | 0 | 456.436 | 35.729 | 183.546
7957 | 0 | 437.932 | 207.117 | 0 | 655.269 | 47.311 | 171.964
7958 | 0 | 406.823 | 176.008 | 0 | 824.236 | 50.664 | 168.611
7959 | 0 | 355.911 | 125.096 | 0 | 944.328 | 65.493 | 153.781
7960 | 0 | 300.675 | 69.86 | 0 | 1011.394 | 87.021 | 132.253
7961 | 0 | 181.059 | 0 | 0 | 1011.394 | 125.873 | 46.133
7962 | 0 | 78.012 | 0 | 92.289 | 915.259 | 161.786 | 0
7963 | 0 | 0 | 0 | 188.473 | 718.934 | 179.049 | 0
7964 | 0 | 0 | 0 | 143.334 | 569.628 | 136.167 | 0
7965 | 0 | 0 | 0 | 106.007 | 459.204 | 100.707 | 0
7966 | 0 | 0 | 0 | 40.409 | 417.111 | 38.389 | 0
7967 | 0 | 0 | 0 | 12.24 | 404.36 | 11.628 | 0
7968 | 0 | 0 | 0 | 13.181 | 390.63 | 12.522 | 0
7969 | 0 | 0 | 0 | 14.298 | 375.736 | 13.584 | 0
7970 | 12.326 | 0 | 0 | 0 | 375.736 | 12.326 | 0
7971 | 0 | 0 | 0 | 15.87 | 359.205 | 15.076 | 0
7972 | 0 | 0 | 0 | 22.068 | 336.218 | 20.964 | 0
7973 | 0 | 0 | 0 | 38.056 | 296.576 | 36.154 | 0
7974 | 0 | 0 | 0 | 68.784 | 224.926 | 65.345 | 0
7975 | 27.164 | 5.408 | 0 | 121.408 | 98.459 | 147.639 | 0
7976 | 15.965 | 78.336 | 0 | 94.52 | 0 | 180.179 | 0
7977 | 0 | 194.069 | 0 | 0 | 0 | 136.654 | 47.712
7978 | 0 | 311.594 | 1011.394 | 930.615 | 1.547 | 75.934 | 143.34
7979 | 0 | 387.377 | 156.562 | 0 | 151.846 | 46.302 | 172.972
7980 | 0 | 432.215 | 201.4 | 0 | 345.19 | 31.362 | 187.912
7981 | 0 | 443.585 | 212.77 | 0 | 549.449 | 40.17 | 179.104
7982 | 0 | 454.531 | 223.716 | 0 | 764.217 | 39.345 | 179.929
7983 | 0 | 414.85 | 534.275 | 350.24 | 912.287 | 46.508 | 172.766
7984 | 0 | 334.051 | 103.236 | 0 | 1011.394 | 66.102 | 153.173
7985 | 0 | 219.601 | 0 | 0 | 1011.394 | 109.618 | 99.003
7986 | 0 | 91.194 | 0 | 90.704 | 916.91 | 172.803 | 0
7987 | 0 | 0 | 0 | 221.875 | 685.791 | 210.781 | 0
7988 | 0 | 0 | 0 | 171.952 | 506.675 | 163.354 | 0
7989 | 0 | 0 | 0 | 99.048 | 403.5 | 94.095 | 0
7990 | 0 | 0 | 0 | 44.434 | 357.214 | 42.212 | 0
7991 | 0 | 0 | 0 | 18.399 | 338.049 | 17.479 | 0
7992 | 0 | 0 | 0 | 10.57 | 327.038 | 10.041 | 0
7993 | 0 | 0 | 0 | 13.465 | 313.012 | 12.792 | 0
7994 | 0 | 0 | 0 | 12.813 | 299.666 | 12.172 | 0
7995 | 0 | 0 | 0 | 12.441 | 286.706 | 11.819 | 0
7996 | 0 | 0 | 0 | 18.74 | 267.185 | 17.803 | 0
7997 | 9.028 | 0 | 0 | 27.589 | 238.447 | 35.238 | 0
7998 | 0 | 0 | 0 | 77.172 | 158.059 | 73.313 | 0
7999 | 27.164 | 4.282 | 0 | 107.612 | 45.963 | 133.463 | 0
8000 | 0 | 125.43 | 0 | 44.125 | 0 | 161.077 | 0
8001 | 0 | 251.915 | 269.129 | 248.029 | 0 | 125.197 | 94.077
8002 | 0 | 356.824 | 126.009 | 0 | 120.968 | 69.844 | 149.431
8003 | 0 | 424.193 | 1011.394 | 818.016 | 239.807 | 46.182 | 173.092
8004 | 0 | 462.933 | 1011.394 | 779.276 | 398.999 | 37.476 | 181.798
8005 | 0 | 471.62 | 1011.394 | 770.589 | 567.24 | 33.916 | 185.358
8006 | 0 | 459.267 | 297.552 | 69.1 | 780.911 | 42.444 | 176.83
8007 | 0 | 420.887 | 1011.394 | 821.322 | 896.305 | 44.268 | 175.007
8008 | 0 | 345.841 | 115.026 | 0 | 1006.73 | 79.186 | 140.088
8009 | 0 | 235.673 | 4.858 | 0 | 1011.394 | 104.84 | 114.434
8010 | 0 | 94.572 | 0 | 136.243 | 869.474 | 164.458 | 54.816
8011 | 0 | 0 | 0 | 186.57 | 675.131 | 177.241 | 0
8012 | 0 | 0 | 0 | 183.732 | 483.743 | 156.701 | 17.845
8013 | 0 | 0 | 0 | 102.627 | 376.84 | 97.496 | 0
8014 | 0 | 0 | 0 | 47.423 | 327.441 | 45.052 | 0
8015 | 0 | 0 | 0 | 19.661 | 306.96 | 18.678 | 0
8016 | 0 | 0 | 0 | 11.887 | 294.578 | 11.293 | 0
8017 | 0 | 0 | 0 | 12.926 | 281.114 | 12.279 | 0
8018 | 0 | 0 | 0 | 14.382 | 266.133 | 13.663 | 0
8019 | 0 | 0 | 0 | 20.639 | 244.634 | 19.607 | 0
8020 | 0 | 0 | 0 | 22.414 | 221.286 | 21.293 | 0
8021 | 0 | 0 | 0 | 36.748 | 183.007 | 34.911 | 0
8022 | 0 | 0 | 0 | 77.443 | 102.337 | 73.571 | 0
8023 | 0 | 4.785 | 0 | 98.243 | 0 | 97.877 | 0
8024 | 0 | 124.383 | 0 | 0 | 0 | 112.175 | 5.989
8025 | 0 | 253.833 | 293.595 | 270.577 | 0 | 95.285 | 123.989
8026 | 0 | 358.119 | 962.455 | 835.151 | 54.007 | 80.313 | 138.961
8027 | 0 | 421.029 | 190.214 | 0 | 236.612 | 75.208 | 144.066
8028 | 0 | 458.031 | 1011.394 | 784.178 | 390.698 | 59.271 | 160.003
8029 | 0 | 470.794 | 239.979 | 0 | 621.078 | 60.378 | 158.896
8030 | 0 | 460.528 | 1011.394 | 781.68 | 777.765 | 76.606 | 142.669
8031 | 0 | 421.823 | 1011.394 | 820.386 | 894.135 | 99.487 | 119.787
8032 | 0 | 347.013 | 116.198 | 0 | 1005.685 | 109.371 | 109.903
8033 | 0 | 236.762 | 5.947 | 0 | 1011.394 | 131.148 | 88.126
8034 | 0 | 93.856 | 0 | 136.959 | 868.728 | 138.691 | 80.584
8035 | 0 | 0 | 0 | 230.815 | 628.296 | 142.064 | 77.21
8036 | 0 | 0 | 0 | 151.34 | 470.65 | 103.622 | 40.151
8037 | 0 | 0 | 0 | 73.55 | 394.035 | 69.873 | 0
8038 | 0 | 0 | 0 | 42.239 | 350.036 | 40.127 | 0
8039 | 0 | 0 | 0 | 21.644 | 327.491 | 20.561 | 0
8040 | 0 | 0 | 0 | 11.582 | 315.426 | 11.003 | 0
8041 | 0 | 0 | 0 | 12.46 | 302.446 | 11.837 | 0
8042 | 0 | 0 | 0 | 13.404 | 288.483 | 12.734 | 0
8043 | 0 | 0 | 0 | 14.688 | 273.183 | 13.954 | 0
8044 | 0 | 0 | 0 | 25.614 | 246.502 | 24.333 | 0
8045 | 0 | 0 | 0 | 33.358 | 211.753 | 31.69 | 0
8046 | 0 | 0 | 0 | 74.664 | 133.978 | 70.931 | 0
8047 | 0 | 4.059 | 0 | 116.617 | 12.502 | 114.642 | 0
8048 | 0 | 120.245 | 0 | 12.002 | 0 | 125.635 | 0
8049 | 0 | 244.48 | 174.302 | 160.636 | 0 | 97.308 | 121.966
8050 | 0 | 349.886 | 1011.394 | 892.322 | 41.436 | 78.196 | 141.078
8051 | 0 | 415.825 | 1011.394 | 826.383 | 151.558 | 68.26 | 151.014
8052 | 0 | 436.507 | 892.928 | 687.236 | 292.898 | 67.029 | 152.245
8053 | 0 | 463.826 | 233.011 | 0 | 516.588 | 81.656 | 137.618
8054 | 0 | 450.046 | 219.231 | 0 | 727.05 | 85.369 | 133.906
8055 | 0 | 415.872 | 185.057 | 0 | 904.705 | 82.436 | 136.838
8056 | 0 | 341.949 | 111.134 | 0 | 1011.394 | 104.449 | 114.826
8057 | 0 | 230.624 | 0 | 0.191 | 1011.195 | 131.274 | 88.001
8058 | 0 | 90.233 | 0 | 140.582 | 864.755 | 163.161 | 56.113
8059 | 0 | 0 | 0 | 214.012 | 641.827 | 154.146 | 49.165
8060 | 0 | 0 | 0 | 108.185 | 529.134 | 102.776 | 0
8061 | 0 | 0 | 0 | 59.983 | 466.651 | 56.984 | 0
8062 | 0 | 0 | 0 | 37.601 | 427.484 | 35.721 | 0
8063 | 0 | 0 | 0 | 19.016 | 407.676 | 18.065 | 0
8064 | 0 | 0 | 0 | 10.248 | 397.001 | 9.735 | 0
8065 | 0 | 0 | 0 | 12.47 | 384.012 | 11.846 | 0
8066 | 0 | 0 | 0 | 15.026 | 368.36 | 14.274 | 0
8067 | 0 | 0 | 0 | 21.19 | 346.287 | 20.131 | 0
8068 | 0 | 0 | 0 | 18.966 | 326.53 | 18.018 | 0
8069 | 0 | 0 | 0 | 38.97 | 285.937 | 37.021 | 0
8070 | 0 | 0 | 0 | 75.044 | 207.766 | 71.292 | 0
8071 | 0 | 4.396 | 0 | 134.301 | 67.869 | 131.762 | 0
8072 | 0 | 112.975 | 0 | 65.154 | 0 | 169.223 | 0
8073 | 0 | 241.18 | 132.212 | 121.847 | 0 | 130.006 | 89.268
8074 | 0 | 339.033 | 1011.394 | 903.176 | 30.13 | 64.551 | 154.723
8075 | 0 | 415.156 | 957.91 | 773.569 | 143.922 | 38.533 | 180.741
8076 | 0 | 455.151 | 1011.394 | 787.058 | 295.008 | 45.001 | 174.273
8077 | 0 | 465.14 | 234.325 | 0 | 519.96 | 44.657 | 174.617
8078 | 0 | 447.971 | 217.156 | 0 | 728.429 | 51.921 | 167.353
8079 | 0 | 411.484 | 180.669 | 0 | 901.872 | 58.722 | 160.552
8080 | 0 | 342.974 | 112.159 | 0 | 1009.544 | 100.199 | 119.075
8081 | 0 | 232.742 | 1.927 | 0 | 1011.394 | 119.485 | 99.789
8082 | 0 | 93.442 | 0 | 79.956 | 928.106 | 164.728 | 0
8083 | 0 | 0 | 0 | 204.81 | 714.762 | 194.57 | 0
8084 | 0 | 0 | 0 | 157.51 | 550.689 | 149.634 | 0
8085 | 0 | 0 | 0 | 89.634 | 457.321 | 85.152 | 0
8086 | 0 | 0 | 0 | 35.716 | 420.117 | 33.93 | 0
8087 | 0 | 0 | 0 | 15.046 | 404.444 | 14.294 | 0
8088 | 0 | 0 | 0 | 11.76 | 392.194 | 11.172 | 0
8089 | 0 | 0 | 0 | 13.493 | 378.138 | 12.819 | 0
8090 | 0 | 0 | 0 | 14.424 | 363.113 | 13.703 | 0
8091 | 0 | 0 | 0 | 15.901 | 346.549 | 15.106 | 0
8092 | 0 | 0 | 0 | 19.889 | 325.831 | 18.895 | 0
8093 | 0 | 0 | 0 | 39.879 | 284.291 | 37.885 | 0
8094 | 11.175 | 0 | 0 | 75.344 | 205.808 | 82.751 | 0
8095 | 0 | 3.842 | 0 | 154.511 | 44.859 | 150.436 | 0
8096 | 27.164 | 118.934 | 0 | 43.064 | 0 | 181.062 | 0
8097 | 0 | 245.518 | 14.703 | 0 | 14.115 | 128.733 | 90.542
8098 | 0 | 348.391 | 1011.394 | 893.818 | 53.993 | 72.289 | 146.985
8099 | 0 | 415.584 | 184.769 | 0 | 231.371 | 42.045 | 177.229
8100 | 0 | 453.058 | 1011.394 | 789.151 | 380.277 | 41.053 | 178.221
8101 | 0 | 456.934 | 226.119 | 0 | 597.351 | 42.31 | 176.964
8102 | 0 | 451.948 | 221.133 | 0 | 809.639 | 51.248 | 168.026
8103 | 0 | 350.29 | 276.236 | 156.761 | 911.533 | 64.743 | 154.531
8104 | 0 | 334.837 | 104.022 | 0 | 1011.394 | 74.552 | 144.723
8105 | 0 | 220.327 | 0 | 10.488 | 1000.469 | 111.929 | 107.345
8106 | 0 | 87.273 | 0 | 132.666 | 862.275 | 169.473 | 39.469
8107 | 0 | 0 | 0 | 179.832 | 674.95 | 170.84 | 0
8108 | 0 | 0 | 0 | 144.235 | 524.705 | 137.023 | 0
8109 | 0 | 0 | 0 | 83.541 | 437.684 | 79.363 | 0
8110 | 0 | 0 | 0 | 37.651 | 398.464 | 35.768 | 0
8111 | 0 | 0 | 0 | 20.597 | 377.009 | 19.567 | 0
8112 | 0 | 0 | 0 | 11.242 | 365.298 | 10.68 | 0
8113 | 0 | 0 | 0 | 13.697 | 351.03 | 13.012 | 0
8114 | 0 | 0 | 0 | 13.537 | 336.929 | 12.86 | 0
8115 | 0 | 0 | 0 | 14.338 | 321.994 | 13.621 | 0
8116 | 0 | 0 | 0 | 19.076 | 302.123 | 18.122 | 0
8117 | 0 | 0 | 0 | 41.342 | 259.059 | 39.275 | 0
8118 | 0 | 0 | 0 | 72.146 | 183.907 | 68.538 | 0
8119 | 0 | 3.745 | 0 | 122.749 | 56.044 | 120.169 | 0
8120 | 0 | 112.618 | 0 | 53.802 | 0 | 158.099 | 0
8121 | 0 | 225.509 | 0 | 0 | 0 | 117.289 | 96.944
8122 | 0 | 341.155 | 1011.394 | 901.054 | 32.34 | 72.96 | 146.315
8123 | 0 | 409.764 | 1011.394 | 832.445 | 136.148 | 49.206 | 170.068
8124 | 0 | 450.925 | 220.11 | 0 | 347.454 | 35.895 | 183.379
8125 | 0 | 467.12 | 1011.394 | 775.089 | 511.008 | 37.421 | 181.854
8126 | 0 | 458.771 | 227.956 | 0 | 729.846 | 37.929 | 181.345
8127 | 0 | 420.051 | 339.325 | 150.089 | 899.255 | 53.743 | 165.531
8128 | 0 | 344.672 | 113.857 | 0 | 1008.558 | 82.924 | 136.351
8129 | 0 | 233.769 | 2.954 | 0 | 1011.394 | 116.798 | 102.476
8130 | 0 | 93.887 | 0 | 88.493 | 919.214 | 153.464 | 19.797
8131 | 0 | 0 | 0 | 186.072 | 725.389 | 176.769 | 0
8132 | 0 | 0 | 0 | 173.264 | 544.906 | 164.601 | 0
8133 | 0 | 0 | 0 | 110.114 | 430.204 | 104.608 | 0
8134 | 0 | 0 | 0 | 45.291 | 383.025 | 43.027 | 0
8135 | 0 | 0 | 0 | 13.063 | 369.418 | 12.41 | 0
8136 | 0 | 0 | 0 | 10.09 | 358.907 | 9.585 | 0
8137 | 0 | 0 | 0 | 14.222 | 344.093 | 13.511 | 0
8138 | 0 | 0 | 0 | 14.863 | 328.611 | 14.12 | 0
8139 | 0 | 0 | 0 | 17.532 | 310.348 | 16.655 | 0
8140 | 0 | 0 | 0 | 20.687 | 288.799 | 19.652 | 0
8141 | 0 | 0 | 0 | 31.546 | 255.939 | 29.969 | 0
8142 | 0 | 0 | 0 | 76.824 | 175.914 | 72.983 | 0
8143 | 0 | 3.772 | 0 | 129.472 | 41.048 | 126.582 | 0
8144 | 0 | 124.375 | 0 | 39.406 | 0 | 155.592 | 0
8145 | 0 | 248.796 | 17.981 | 0 | 17.262 | 123.859 | 95.415
8146 | 0 | 352.419 | 1011.394 | 889.79 | 61.335 | 72.326 | 146.948
8147 | 0 | 420.428 | 1011.394 | 821.781 | 176.252 | 37.787 | 181.488
8148 | 0 | 463.59 | 232.775 | 0 | 399.715 | 31.398 | 187.876
8149 | 0 | 474.134 | 1011.394 | 768.075 | 570.575 | 41.733 | 177.541
8150 | 0 | 463.026 | 232.211 | 0 | 793.497 | 39.835 | 179.439
8151 | 0 | 425.496 | 373.842 | 179.16 | 965.76 | 59.795 | 159.479
8152 | 0 | 348.6 | 1011.394 | 893.608 | 1005.856 | 85.146 | 134.128
8153 | 0 | 236.584 | 5.769 | 0 | 1011.394 | 104.787 | 114.487
8154 | 0 | 96.85 | 0 | 63.881 | 944.851 | 145.048 | 7.647
8155 | 0 | 0 | 0 | 187.694 | 749.336 | 178.309 | 0
8156 | 0 | 0 | 0 | 165.27 | 577.18 | 157.007 | 0
8157 | 0 | 0 | 0 | 101.009 | 471.962 | 95.959 | 0
8158 | 0 | 0 | 0 | 46.392 | 423.636 | 44.073 | 0
8159 | 0 | 0 | 0 | 16.324 | 406.632 | 15.508 | 0
8160 | 0 | 0 | 0 | 11.478 | 394.675 | 10.904 | 0
8161 | 0 | 0 | 0 | 11.886 | 382.294 | 11.292 | 0
8162 | 0 | 0 | 0 | 14.254 | 367.446 | 13.541 | 0
8163 | 0 | 0 | 0 | 14.177 | 352.679 | 13.468 | 0
8164 | 0 | 0 | 0 | 21.699 | 330.075 | 20.614 | 0
8165 | 0 | 0 | 0 | 39.668 | 288.755 | 37.684 | 0
8166 | 0 | 0 | 0 | 71.423 | 214.356 | 67.852 | 0
8167 | 0 | 4.13 | 0 | 133.466 | 75.329 | 130.717 | 0
8168 | 0 | 88.141 | 0 | 72.315 | 0 | 152.434 | 0
8169 | 0 | 212.377 | 0 | 0 | 0 | 119.346 | 82.413
8170 | 0 | 331.501 | 1011.394 | 910.708 | 22.284 | 75.799 | 143.476
8171 | 0 | 405.712 | 1011.394 | 836.497 | 121.871 | 48.078 | 171.196
8172 | 0 | 460.382 | 229.567 | 0 | 342.255 | 39.057 | 180.217
8173 | 0 | 470.168 | 412.227 | 172.874 | 557.917 | 46.694 | 172.58
8174 | 0 | 459.797 | 228.982 | 0 | 777.739 | 55.631 | 163.643
8175 | 0 | 420.685 | 189.87 | 0 | 960.015 | 61.561 | 157.714
8176 | 0 | 348.984 | 1011.394 | 893.225 | 1000.51 | 69.401 | 149.873
8177 | 0 | 242.153 | 11.338 | 0 | 1011.394 | 117.759 | 101.515
8178 | 0 | 99.135 | 0 | 131.68 | 874.227 | 162.85 | 56.424
8179 | 0 | 0 | 0 | 199.77 | 666.134 | 182.851 | 6.93
8180 | 0 | 0 | 0 | 174.387 | 484.481 | 165.668 | 0
8181 | 0 | 0 | 0 | 95.832 | 384.656 | 91.04 | 0
8182 | 0 | 0 | 0 | 42.859 | 340.011 | 40.716 | 0
8183 | 0 | 0 | 0 | 15.228 | 324.149 | 14.467 | 0
8184 | 0 | 0 | 0 | 13.441 | 310.147 | 12.769 | 0
8185 | 0 | 0 | 0 | 13.08 | 296.522 | 12.426 | 0
8186 | 0 | 0 | 0 | 14.982 | 280.916 | 14.233 | 0
8187 | 0 | 0 | 0 | 16.203 | 264.038 | 15.393 | 0
8188 | 0 | 0 | 0 | 19.328 | 243.905 | 18.361 | 0
8189 | 0 | 0 | 0 | 37.398 | 204.949 | 35.528 | 0
8190 | 0 | 0 | 0 | 75.19 | 126.627 | 71.43 | 0
8191 | 0 | 3.582 | 0 | 111.408 | 10.577 | 109.241 | 0
8192 | 0 | 120.361 | 0 | 10.154 | 0 | 123.989 | 0
8193 | 0 | 246.661 | 202.122 | 186.275 | 0 | 113.296 | 105.978
8194 | 0 | 352.857 | 1011.394 | 889.352 | 44.53 | 78.69 | 140.584
8195 | 0 | 426.052 | 1011.394 | 816.157 | 165.305 | 56.717 | 162.557
8196 | 0 | 474.258 | 1011.394 | 767.951 | 336.294 | 59.042 | 160.232
8197 | 0 | 487.185 | 1011.394 | 755.023 | 520.749 | 65.389 | 153.886
8198 | 0 | 475.262 | 1011.394 | 766.947 | 692.784 | 64.892 | 154.383
8199 | 0 | 436.84 | 238.864 | 32.839 | 887.886 | 82.372 | 136.902
8200 | 0 | 359.469 | 128.654 | 0 | 1011.394 | 105.754 | 113.52
8201 | 0 | 244.198 | 170.697 | 157.315 | 1011.394 | 131.24 | 88.034
8202 | 0 | 97.996 | 0 | 132.819 | 873.041 | 147.185 | 72.09
8203 | 0 | 0 | 0 | 230.815 | 632.609 | 142.123 | 77.151
8204 | 0 | 0 | 0 | 187.539 | 437.256 | 111.706 | 66.456
8205 | 0 | 0 | 0 | 71.191 | 363.099 | 67.632 | 0
8206 | 0 | 0 | 0 | 36.319 | 325.266 | 34.503 | 0
8207 | 0 | 0 | 0 | 18.686 | 305.801 | 17.752 | 0
8208 | 0 | 0 | 0 | 12.575 | 292.703 | 11.946 | 0
8209 | 0 | 0 | 0 | 13.538 | 278.601 | 12.861 | 0
8210 | 0 | 0 | 0 | 15.566 | 262.386 | 14.788 | 0
8211 | 0 | 0 | 0 | 16.711 | 244.979 | 15.875 | 0
8212 | 0 | 0 | 0 | 21.619 | 222.459 | 20.538 | 0
8213 | 0 | 0 | 0 | 38.493 | 182.362 | 36.569 | 0
8214 | 0 | 0 | 0 | 70.995 | 108.409 | 67.445 | 0
8215 | 0 | 3.222 | 0 | 104.073 | 0 | 101.93 | 0
8216 | 0 | 119.632 | 0 | 0 | 0 | 94.117 | 19.533
8217 | 0 | 247.713 | 215.535 | 198.637 | 0 | 91.109 | 128.165
8218 | 0 | 356.352 | 499.831 | 374.294 | 89.948 | 90.262 | 129.012
8219 | 0 | 433.475 | 1011.394 | 808.734 | 218.455 | 77.485 | 141.789
8220 | 0 | 479.463 | 1011.394 | 762.746 | 394.866 | 68.064 | 151.21
8221 | 0 | 489.261 | 1011.394 | 752.948 | 581.484 | 79.074 | 140.201
8222 | 0 | 476.432 | 1011.394 | 765.776 | 754.738 | 68.746 | 150.529
8223 | 0 | 435.195 | 204.38 | 0 | 950.943 | 80.784 | 138.49
8224 | 0 | 357.208 | 1011.394 | 885.001 | 1000.006 | 99.089 | 120.185
8225 | 0 | 242.678 | 11.863 | 0 | 1011.394 | 131.067 | 88.207
8226 | 0 | 97.452 | 0 | 133.363 | 872.474 | 155.901 | 63.374
8227 | 0 | 0 | 0 | 230.815 | 632.042 | 162.257 | 57.018
8228 | 0 | 0 | 0 | 137.449 | 488.866 | 125.999 | 4.577
8229 | 0 | 0 | 0 | 78.407 | 407.192 | 74.487 | 0
8230 | 0 | 0 | 0 | 40.235 | 365.28 | 38.223 | 0
8231 | 0 | 0 | 0 | 20.219 | 344.219 | 19.208 | 0
8232 | 0 | 0 | 0 | 10.649 | 333.126 | 10.117 | 0
8233 | 0 | 0 | 0 | 12.166 | 320.452 | 11.558 | 0
8234 | 0 | 0 | 0 | 13.92 | 305.953 | 13.224 | 0
8235 | 0 | 0 | 0 | 13.554 | 291.834 | 12.877 | 0
8236 | 0 | 0 | 0 | 20.811 | 270.156 | 19.77 | 0
8237 | 0 | 0 | 0 | 22.493 | 246.725 | 21.368 | 0
8238 | 0 | 0 | 0 | 70.351 | 173.443 | 66.834 | 0
8239 | 0 | 3.105 | 0 | 128.121 | 39.984 | 124.665 | 0
8240 | 0 | 118.656 | 0 | 38.384 | 0 | 149.189 | 0
8241 | 0 | 246.187 | 196.072 | 180.7 | 0 | 143.121 | 76.153
8242 | 0 | 352.193 | 1011.394 | 890.016 | 43.838 | 64.376 | 154.898
8243 | 0 | 425.062 | 1011.394 | 817.147 | 163.582 | 36.425 | 182.849
8244 | 0 | 469.819 | 1011.394 | 772.39 | 329.947 | 40.174 | 179.1
8245 | 0 | 478.079 | 1011.394 | 764.13 | 504.916 | 38.562 | 180.712
8246 | 0 | 466.733 | 235.918 | 0 | 731.397 | 48.707 | 170.568
8247 | 0 | 427.247 | 508.349 | 311.917 | 894.499 | 54.084 | 165.19
8248 | 0 | 352.58 | 121.765 | 0 | 1011.394 | 72.597 | 146.678
8249 | 0 | 240.31 | 121.105 | 111.611 | 1011.394 | 119.915 | 99.359
8250 | 0 | 98.059 | 0 | 86.289 | 921.509 | 160.058 | 15.073
8251 | 0 | 0 | 0 | 193.469 | 719.979 | 183.796 | 0
8252 | 0 | 0 | 0 | 156.178 | 557.294 | 148.369 | 0
8253 | 0 | 0 | 0 | 113.014 | 439.571 | 107.364 | 0
8254 | 0 | 0 | 0 | 40.781 | 397.09 | 38.742 | 0
8255 | 0 | 0 | 0 | 11.817 | 384.78 | 11.226 | 0
8256 | 0 | 0 | 0 | 9.592 | 374.789 | 9.113 | 0
8257 | 0 | 0 | 0 | 12.23 | 362.049 | 11.619 | 0
8258 | 0 | 0 | 0 | 16.053 | 345.327 | 15.25 | 0
8259 | 0 | 0 | 0 | 12.215 | 332.603 | 11.604 | 0
8260 | 0 | 0 | 0 | 16.631 | 315.279 | 15.8 | 0
8261 | 0 | 0 | 0 | 35.372 | 278.433 | 33.603 | 0
8262 | 0 | 0 | 0 | 71.318 | 204.143 | 67.752 | 0
8263 | 0 | 3.162 | 0 | 145.917 | 52.146 | 141.625 | 0
8264 | 0 | 115.391 | 0 | 50.06 | 0 | 157.178 | 0
8265 | 0 | 242.874 | 153.809 | 141.75 | 0 | 123.042 | 96.232
8266 | 0 | 350.181 | 700.453 | 581.087 | 67.136 | 80.216 | 139.058
8267 | 0 | 413.533 | 1011.394 | 828.675 | 174.87 | 42.141 | 177.133
8268 | 0 | 451.069 | 1011.394 | 791.14 | 321.704 | 31.163 | 188.111
8269 | 0 | 453.331 | 222.516 | 0 | 535.319 | 38.736 | 180.538
8270 | 0 | 438.264 | 207.449 | 0 | 734.47 | 41.919 | 177.355
8271 | 0 | 415.278 | 184.463 | 0 | 911.555 | 49.989 | 169.285
8272 | 0 | 334.814 | 103.999 | 0 | 1011.394 | 78.82 | 140.455
8273 | 0 | 189.388 | 0 | 41.427 | 968.241 | 103.691 | 115.584
8274 | 0 | 83.104 | 0 | 90.071 | 874.417 | 159.305 | 5.211
8275 | 0 | 0 | 0 | 188.279 | 678.293 | 178.865 | 0
8276 | 0 | 0 | 0 | 148.456 | 523.651 | 141.033 | 0
8277 | 0 | 0 | 0 | 100.38 | 419.089 | 95.361 | 0
8278 | 0 | 0 | 0 | 37.898 | 379.612 | 36.003 | 0
8279 | 0 | 0 | 0 | 14.016 | 365.013 | 13.315 | 0
8280 | 0 | 0 | 0 | 13.242 | 351.219 | 12.58 | 0
8281 | 0 | 0 | 0 | 13.669 | 336.981 | 12.985 | 0
8282 | 0 | 0 | 0 | 15.194 | 321.154 | 14.434 | 0
8283 | 0 | 0 | 0 | 16.885 | 303.565 | 16.041 | 0
8284 | 0 | 0 | 0 | 21.171 | 281.512 | 20.113 | 0
8285 | 0 | 0 | 0 | 31.143 | 249.071 | 29.586 | 0
8286 | 0 | 0 | 0 | 66.282 | 180.027 | 62.968 | 0
8287 | 0 | 2.907 | 0 | 137.474 | 36.826 | 133.362 | 0
8288 | 0 | 115.027 | 0 | 35.353 | 0 | 142.861 | 0
8289 | 0 | 242.31 | 146.624 | 135.129 | 0 | 107.145 | 112.13
8290 | 0 | 348.881 | 1011.394 | 893.328 | 40.388 | 67.286 | 151.989
8291 | 0 | 413.57 | 1011.394 | 828.639 | 148.161 | 41.25 | 178.025
8292 | 0 | 453.494 | 222.679 | 0 | 361.932 | 43.207 | 176.067
8293 | 0 | 460.418 | 270.278 | 40.675 | 579.029 | 56.398 | 162.877
8294 | 0 | 449.06 | 1011.394 | 793.149 | 723.77 | 54.222 | 165.052
8295 | 0 | 414.71 | 183.895 | 0 | 900.309 | 60.418 | 158.856
8296 | 0 | 344.119 | 113.304 | 0 | 1009.081 | 80.394 | 138.88
8297 | 0 | 233.224 | 2.409 | 0 | 1011.394 | 101.418 | 117.856
8298 | 0 | 95.918 | 0 | 67.645 | 940.931 | 153.221 | 2.163
8299 | 0 | 0 | 0 | 186.027 | 747.153 | 176.726 | 0
8300 | 0 | 0 | 0 | 163.516 | 576.823 | 155.34 | 0
8301 | 0 | 0 | 0 | 104.968 | 467.482 | 99.72 | 0
8302 | 0 | 0 | 0 | 45.799 | 419.774 | 43.509 | 0
8303 | 0 | 0 | 0 | 16.203 | 402.896 | 15.393 | 0
8304 | 0 | 0 | 0 | 13.391 | 388.947 | 12.721 | 0
8305 | 0 | 0 | 0 | 11.576 | 376.889 | 10.997 | 0
8306 | 0 | 0 | 0 | 17.123 | 359.053 | 16.267 | 0
8307 | 0 | 0 | 0 | 21.695 | 336.454 | 20.61 | 0
8308 | 0 | 0 | 0 | 20.328 | 315.279 | 19.311 | 0
8309 | 0 | 0 | 0 | 32.691 | 281.226 | 31.057 | 0
8310 | 0 | 0 | 0 | 71.962 | 206.266 | 68.364 | 0
8311 | 0 | 2.753 | 0 | 142.766 | 57.552 | 138.243 | 0
8312 | 0 | 112.887 | 0 | 55.25 | 0 | 159.73 | 0
8313 | 0 | 240.615 | 125.005 | 115.205 | 0 | 112.856 | 106.419
8314 | 0 | 344.981 | 114.166 | 0 | 109.599 | 53.858 | 165.417
8315 | 0 | 408.401 | 1011.394 | 833.808 | 211.987 | 34.469 | 184.805
8316 | 0 | 454.046 | 1011.394 | 788.162 | 361.923 | 45.559 | 173.716
8317 | 0 | 457.01 | 795.997 | 569.802 | 532.537 | 37.286 | 181.989
8318 | 0 | 427.201 | 196.386 | 0 | 721.067 | 43.647 | 175.628
8319 | 0 | 417.17 | 186.355 | 0 | 899.968 | 54.562 | 164.713
8320 | 0 | 343.743 | 112.928 | 0 | 1008.379 | 72.068 | 147.206
8321 | 0 | 233.956 | 3.141 | 0 | 1011.394 | 100.751 | 118.523
8322 | 0 | 98.735 | 0 | 112.967 | 893.72 | 144.798 | 56.318
8323 | 0 | 0 | 0 | 178.416 | 707.87 | 169.495 | 0
8324 | 0 | 0 | 0 | 150.579 | 551.018 | 143.05 | 0
8325 | 0 | 0 | 0 | 112.075 | 434.273 | 106.471 | 0
8326 | 0 | 0 | 0 | 50.691 | 381.47 | 48.156 | 0
8327 | 0 | 0 | 0 | 13.869 | 367.024 | 13.176 | 0
8328 | 0 | 0 | 0 | 11.176 | 355.381 | 10.618 | 0
8329 | 0 | 0 | 0 | 13.147 | 341.687 | 12.49 | 0
8330 | 0 | 0 | 0 | 14.536 | 326.545 | 13.809 | 0
8331 | 0 | 0 | 0 | 14.786 | 311.143 | 14.047 | 0
8332 | 0 | 0 | 0 | 19.212 | 291.13 | 18.252 | 0
8333 | 0 | 0 | 0 | 30.186 | 259.686 | 28.676 | 0
8334 | 0 | 0 | 0 | 69.858 | 186.918 | 66.365 | 0
8335 | 0 | 2.584 | 0 | 128.681 | 52.875 | 124.701 | 0
8336 | 0 | 113.486 | 0 | 50.76 | 0 | 156.034 | 0
8337 | 0 | 241.032 | 130.324 | 120.107 | 0 | 122.09 | 97.184
8338 | 0 | 348.785 | 1011.394 | 893.424 | 40.288 | 62.879 | 156.395
8339 | 0 | 417.099 | 1011.394 | 825.11 | 151.737 | 39.941 | 179.333
8340 | 0 | 457.288 | 1011.394 | 784.921 | 305.049 | 35.164 | 184.11
8341 | 0 | 464.067 | 233.252 | 0 | 528.971 | 39.882 | 179.392
8342 | 0 | 454.627 | 758.033 | 534.221 | 700.202 | 43.598 | 175.676
8343 | 0 | 422.962 | 192.147 | 0 | 884.663 | 50.249 | 169.026
8344 | 0 | 351.231 | 120.416 | 0 | 1000.262 | 75.191 | 144.084
8345 | 0 | 242.41 | 11.595 | 0 | 1011.394 | 117.726 | 101.548
8346 | 0 | 100.705 | 0 | 130.11 | 875.862 | 176.572 | 42.702
8347 | 0 | 0 | 0 | 230.815 | 635.43 | 202.002 | 17.273
8348 | 0 | 0 | 0 | 168.204 | 460.217 | 153.364 | 6.43
8349 | 0 | 0 | 0 | 88.911 | 367.602 | 84.465 | 0
8350 | 0 | 0 | 0 | 33.757 | 332.438 | 32.069 | 0
8351 | 0 | 0 | 0 | 13.873 | 317.988 | 13.179 | 0
8352 | 0 | 0 | 0 | 12.142 | 305.34 | 11.534 | 0
8353 | 0 | 0 | 0 | 14.402 | 290.338 | 13.682 | 0
8354 | 0 | 0 | 0 | 13.884 | 275.876 | 13.189 | 0
8355 | 0 | 0 | 0 | 13.668 | 261.638 | 12.985 | 0
8356 | 0 | 0 | 0 | 25.213 | 235.375 | 23.952 | 0
8357 | 0 | 0 | 0 | 44.1 | 189.437 | 41.895 | 0
8358 | 0 | 0 | 0 | 69.914 | 116.611 | 66.418 | 0
8359 | 0 | 2.478 | 0 | 98.154 | 14.367 | 95.601 | 0
8360 | 0 | 111.548 | 0 | 13.792 | 0 | 119.073 | 0
8361 | 0 | 239.655 | 112.752 | 103.912 | 0 | 93.203 | 126.072
8362 | 0 | 345.53 | 1011.394 | 896.679 | 36.898 | 88.398 | 130.876
8363 | 0 | 410.516 | 1011.394 | 831.693 | 141.489 | 71.861 | 147.413
8364 | 0 | 448.534 | 241.401 | 23.683 | 348.565 | 57.815 | 161.459
8365 | 0 | 460.413 | 1011.394 | 781.796 | 505.132 | 63.368 | 155.906
8366 | 0 | 453.564 | 222.749 | 0 | 718.971 | 70.084 | 149.19
8367 | 0 | 418.855 | 188.04 | 0 | 899.489 | 77.37 | 141.904
8368 | 0 | 347.334 | 116.519 | 0 | 1011.348 | 116.744 | 102.53
8369 | 0 | 230.863 | 0.048 | 0 | 1011.394 | 134.955 | 84.319
8370 | 0 | 98.762 | 0 | 132.053 | 873.839 | 157.162 | 62.112
8371 | 0 | 0 | 0 | 230.815 | 633.407 | 151.005 | 68.269
8372 | 0 | 0 | 0 | 194.652 | 430.644 | 112.429 | 72.491
8373 | 0 | 0 | 0 | 82.869 | 344.323 | 78.725 | 0
8374 | 0 | 0 | 0 | 42.238 | 300.325 | 40.126 | 0
8375 | 0 | 0 | 0 | 17.199 | 282.409 | 16.339 | 0
8376 | 0 | 0 | 0 | 11.415 | 270.519 | 10.844 | 0
8377 | 0 | 0 | 0 | 14.174 | 255.754 | 13.465 | 0
8378 | 0 | 0 | 0 | 14.341 | 240.815 | 13.624 | 0
8379 | 0 | 0 | 0 | 14.565 | 225.643 | 13.837 | 0
8380 | 0 | 0 | 0 | 16.748 | 208.198 | 15.91 | 0
8381 | 0 | 0 | 0 | 35.83 | 170.875 | 34.038 | 0
8382 | 0 | 0 | 0 | 58.563 | 109.872 | 55.635 | 0
8383 | 0 | 2.407 | 0 | 91.398 | 14.666 | 89.115 | 0
8384 | 0 | 109.85 | 0 | 14.08 | 0 | 117.733 | 0
8385 | 0 | 236.404 | 71.286 | 65.698 | 0 | 107.567 | 111.707
8386 | 0 | 341.345 | 1011.394 | 900.864 | 32.539 | 76.62 | 142.654
8387 | 0 | 406.937 | 1011.394 | 835.272 | 133.402 | 67.706 | 151.568
8388 | 0 | 453.279 | 222.464 | 0 | 346.967 | 69.827 | 149.447
8389 | 0 | 468.339 | 1011.394 | 773.87 | 511.791 | 69.76 | 149.515
8390 | 0 | 459.593 | 228.778 | 0 | 731.418 | 81.071 | 138.203
8391 | 0 | 424.009 | 193.194 | 0 | 916.884 | 102.382 | 116.892
8392 | 0 | 351.784 | 518.788 | 397.82 | 1000.525 | 115.616 | 103.658
8393 | 0 | 242.136 | 11.321 | 0 | 1011.394 | 121.401 | 97.873
8394 | 0 | 100.892 | 0 | 109.012 | 897.839 | 150.461 | 48.949
8395 | 0 | 0 | 0 | 230.815 | 657.407 | 126.475 | 92.799
8396 | 0 | 0 | 0 | 116.706 | 535.838 | 110.871 | 0
8397 | 0 | 0 | 0 | 71.267 | 461.602 | 67.703 | 0
8398 | 0 | 0 | 0 | 36.421 | 423.664 | 34.6 | 0
8399 | 0 | 0 | 0 | 24.601 | 398.038 | 23.371 | 0
8400 | 0 | 0 | 0 | 11.3 | 386.267 | 10.735 | 0
8401 | 0 | 0 | 0 | 12.285 | 373.47 | 11.671 | 0
8402 | 0 | 0 | 0 | 14.447 | 358.422 | 13.724 | 0
8403 | 0 | 0 | 0 | 15.551 | 342.222 | 14.774 | 0
8404 | 0 | 0 | 0 | 18.834 | 322.603 | 17.893 | 0
8405 | 0 | 0 | 0 | 35.416 | 285.712 | 33.645 | 0
8406 | 0 | 0 | 0 | 67.168 | 215.745 | 63.809 | 0
8407 | 0 | 2.523 | 0 | 139.094 | 70.855 | 134.537 | 0
8408 | 0 | 98.604 | 0 | 68.021 | 0 | 158.293 | 0
8409 | 0 | 223.461 | 0 | 0 | 0 | 124.703 | 87.585
8410 | 0 | 327.463 | 96.648 | 0 | 92.782 | 72.064 | 147.21
8411 | 0 | 392.26 | 161.445 | 0 | 247.769 | 46.377 | 172.898
8412 | 0 | 421.905 | 191.09 | 0 | 431.216 | 39.958 | 179.317
8413 | 0 | 440.37 | 209.555 | 0 | 632.389 | 44.276 | 174.999
8414 | 0 | 404.497 | 173.682 | 0 | 799.123 | 43.26 | 176.014
8415 | 0 | 305.511 | 119.553 | 0 | 913.893 | 58.965 | 117.696
8416 | 0 | 177.625 | 101.563 | 0 | 1011.394 | 72.259 | 0
8417 | 0 | 100.035 | 0 | 4.8 | 1006.394 | 99.593 | 0
8418 | 0 | 20.434 | 0 | 145.501 | 854.831 | 157.638 | 0
8419 | 0 | 0 | 0 | 177.624 | 669.805 | 168.743 | 0
8420 | 0 | 0 | 0 | 153.702 | 509.699 | 146.017 | 0
8421 | 0 | 0 | 0 | 96.826 | 408.838 | 91.985 | 0
8422 | 0 | 0 | 0 | 35.716 | 371.634 | 33.93 | 0
8423 | 0 | 0 | 0 | 15.574 | 355.411 | 14.795 | 0
8424 | 0 | 0 | 0 | 10.896 | 344.061 | 10.351 | 0
8425 | 0 | 0 | 0 | 13.318 | 330.188 | 12.652 | 0
8426 | 0 | 0 | 0 | 14.07 | 315.532 | 13.367 | 0
8427 | 0 | 0 | 0 | 14.501 | 300.427 | 13.776 | 0
8428 | 0 | 0 | 0 | 16.236 | 283.514 | 15.424 | 0
8429 | 0 | 0 | 0 | 26.22 | 256.201 | 24.909 | 0
8430 | 0 | 0 | 0 | 72.269 | 180.921 | 68.656 | 0
8431 | 20.885 | 2.384 | 0 | 100.843 | 75.876 | 118.951 | 0
8432 | 0 | 81.71 | 0 | 72.841 | 0 | 146.823 | 0
8433 | 0 | 212.658 | 0 | 0 | 0 | 116.957 | 85.069
8434 | 0 | 339.752 | 915.917 | 806.98 | 38.676 | 54.505 | 164.769
8435 | 0 | 408.166 | 177.351 | 0 | 208.933 | 38.234 | 181.04
8436 | 0 | 458.202 | 1011.394 | 784.007 | 363.198 | 38.47 | 180.804
8437 | 0 | 474.081 | 1011.394 | 768.128 | 534.002 | 37.912 | 181.363
8438 | 0 | 456.516 | 1011.394 | 785.693 | 686.51 | 43.3 | 175.974
8439 | 0 | 424.863 | 194.048 | 0 | 872.797 | 54.627 | 164.647
8440 | 0 | 358.719 | 127.904 | 0 | 995.584 | 84.244 | 135.03
8441 | 0 | 247.283 | 16.468 | 0 | 1011.394 | 119.331 | 99.943
8442 | 0 | 104.559 | 0 | 116.997 | 889.522 | 161.877 | 48.602
8443 | 0 | 0.012 | 0 | 189.36 | 692.272 | 179.903 | 0
8444 | 0 | 0 | 0 | 163.775 | 521.673 | 155.586 | 0
8445 | 0 | 0 | 0 | 102.37 | 415.037 | 97.252 | 0
8446 | 0 | 0 | 0 | 40.726 | 372.615 | 38.69 | 0
8447 | 0 | 0 | 0 | 15.771 | 356.186 | 14.983 | 0
8448 | 0 | 0 | 0 | 12.863 | 342.787 | 12.22 | 0
8449 | 0 | 0 | 0 | 13.437 | 328.79 | 12.765 | 0
8450 | 0 | 0 | 0 | 13.659 | 314.562 | 12.976 | 0
8451 | 0 | 0 | 0 | 15.15 | 298.781 | 14.392 | 0
8452 | 0 | 0 | 0 | 18.239 | 279.782 | 17.327 | 0
8453 | 0 | 0 | 0 | 30.507 | 248.004 | 28.981 | 0
8454 | 0 | 0 | 0 | 71.323 | 173.71 | 67.757 | 0
8455 | 0 | 2.269 | 0 | 133.339 | 34.815 | 128.827 | 0
8456 | 0 | 105.85 | 0 | 33.423 | 0 | 132.309 | 0
8457 | 0 | 237.199 | 6.384 | 0 | 6.129 | 115.565 | 103.71
8458 | 0 | 347.083 | 1011.394 | 895.125 | 44.645 | 54.422 | 164.852
8459 | 0 | 422.168 | 1011.394 | 820.041 | 161.374 | 36.042 | 183.232
8460 | 0 | 469.412 | 1011.394 | 772.797 | 327.315 | 29.933 | 189.341
8461 | 0 | 480.306 | 249.491 | 0 | 566.826 | 33.063 | 186.211
8462 | 0 | 469.529 | 1011.394 | 772.679 | 732.89 | 36.756 | 182.518
8463 | 0 | 432.381 | 201.566 | 0 | 926.393 | 53.768 | 165.506
8464 | 0 | 359.438 | 816.834 | 688.211 | 993.668 | 77.061 | 142.213
8465 | 0 | 249.28 | 18.465 | 0 | 1011.394 | 127.059 | 92.215
8466 | 0 | 107.559 | 0 | 76.008 | 932.219 | 160.535 | 13.853
8467 | 0 | 0.015 | 0 | 185.852 | 738.623 | 176.574 | 0
8468 | 0 | 0 | 0 | 145.177 | 587.397 | 137.918 | 0
8469 | 0 | 0 | 0 | 111.863 | 470.873 | 106.27 | 0
8470 | 0 | 0 | 0 | 38.157 | 431.126 | 36.249 | 0
8471 | 0 | 0 | 0 | 15.531 | 414.948 | 14.754 | 0
8472 | 0 | 0 | 0 | 11.867 | 402.587 | 11.274 | 0
8473 | 0 | 0 | 0 | 15.845 | 386.082 | 15.052 | 0
8474 | 0 | 0 | 0 | 14.219 | 371.271 | 13.508 | 0
8475 | 0 | 0 | 0 | 17.084 | 353.476 | 16.23 | 0
8476 | 0 | 0 | 0 | 20.194 | 332.44 | 19.184 | 0
8477 | 0 | 0 | 0 | 32.546 | 298.539 | 30.918 | 0
8478 | 0 | 0 | 0 | 81.786 | 213.345 | 77.697 | 0
8479 | 0 | 1.951 | 0 | 142.382 | 65.03 | 137.116 | 0
8480 | 0 | 107.488 | 0 | 62.429 | 0 | 161.421 | 0
8481 | 0 | 236.239 | 69.183 | 63.759 | 0 | 124.471 | 94.803
8482 | 0 | 346.575 | 1011.394 | 895.633 | 37.987 | 72.992 | 146.282
8483 | 0 | 423.182 | 1011.394 | 819.027 | 155.772 | 41.287 | 177.987
8484 | 0 | 471.88 | 241.065 | 0 | 387.195 | 37.648 | 181.627
8485 | 0 | 481.032 | 250.217 | 0 | 627.403 | 45.075 | 174.199
8486 | 0 | 471.331 | 1011.394 | 770.878 | 795.343 | 50.063 | 169.211
8487 | 0 | 433.766 | 845.492 | 642.541 | 937.702 | 59.268 | 160.007
8488 | 0 | 361.707 | 1011.394 | 880.502 | 991.451 | 84.496 | 134.778
8489 | 0 | 251.589 | 20.774 | 0 | 1011.394 | 98.648 | 120.626
8490 | 0 | 107.402 | 0 | 111.634 | 895.109 | 170.781 | 37.303
8491 | 0 | 0.031 | 0 | 190.871 | 696.284 | 181.357 | 0
8492 | 0 | 0 | 0 | 149.803 | 540.239 | 142.313 | 0
8493 | 0 | 0 | 0 | 84.345 | 452.38 | 80.127 | 0
8494 | 0 | 0 | 0 | 34.774 | 416.157 | 33.035 | 0
8495 | 0 | 0 | 0 | 15.282 | 400.238 | 14.518 | 0
8496 | 0 | 0 | 0 | 10.699 | 389.093 | 10.164 | 0
8497 | 0 | 0 | 0 | 12.261 | 376.322 | 11.648 | 0
8498 | 0 | 0 | 0 | 12.388 | 363.418 | 11.768 | 0
8499 | 0 | 0 | 0 | 15.04 | 347.752 | 14.288 | 0
8500 | 0 | 0 | 0 | 20.158 | 326.754 | 19.15 | 0
8501 | 0 | 0 | 0 | 36.351 | 288.889 | 34.534 | 0
8502 | 0 | 0 | 0 | 75.751 | 209.981 | 71.963 | 0
8503 | 0 | 1.898 | 0 | 136.185 | 68.122 | 131.179 | 0
8504 | 0 | 109.214 | 0 | 65.397 | 0 | 165.88 | 0
8505 | 0 | 238.58 | 99.042 | 91.277 | 0 | 125.873 | 93.401
8506 | 0 | 351.213 | 1011.394 | 890.996 | 42.818 | 63.224 | 156.05
8507 | 0 | 426.787 | 195.972 | 0 | 230.95 | 40.17 | 179.104
8508 | 0 | 473.883 | 1011.394 | 768.326 | 401.549 | 38.313 | 180.961
8509 | 0 | 486.257 | 1011.394 | 755.952 | 585.038 | 35.774 | 183.5
8510 | 0 | 475.318 | 530.269 | 285.766 | 796.423 | 57.063 | 162.211
8511 | 0 | 438.962 | 1011.394 | 803.247 | 930.646 | 56.311 | 162.964
8512 | 0 | 365.83 | 1011.394 | 876.379 | 988.689 | 67.343 | 151.931
8513 | 0 | 254.466 | 23.651 | 0 | 1011.394 | 99.112 | 120.162
8514 | 0 | 109.232 | 0 | 121.583 | 884.745 | 156.96 | 62.314
8515 | 0 | 0.058 | 0 | 179.986 | 697.26 | 171.042 | 0
8516 | 0 | 0 | 0 | 198.765 | 490.213 | 150.186 | 38.64
8517 | 0 | 0 | 0 | 100.268 | 385.768 | 95.254 | 0
8518 | 0 | 0 | 0 | 39.151 | 344.985 | 37.194 | 0
8519 | 0 | 0 | 0 | 15.605 | 328.73 | 14.825 | 0
8520 | 0 | 0 | 0 | 11.609 | 316.638 | 11.028 | 0
8521 | 0 | 0 | 0 | 14.014 | 302.04 | 13.313 | 0
8522 | 0 | 0 | 0 | 13.584 | 287.89 | 12.905 | 0
8523 | 0 | 0 | 0 | 14.454 | 272.833 | 13.732 | 0
8524 | 0 | 0 | 0 | 20.606 | 251.368 | 19.576 | 0
8525 | 0 | 0 | 0 | 36.025 | 213.842 | 34.224 | 0
8526 | 0 | 0 | 0 | 77.131 | 133.497 | 73.275 | 0
8527 | 0 | 1.759 | 0 | 113.104 | 15.681 | 109.119 | 0
8528 | 0 | 106.102 | 0 | 15.053 | 0 | 115.097 | 0
8529 | 0 | 235.399 | 4.584 | 0 | 4.4 | 93.317 | 125.958
8530 | 0 | 350.194 | 1011.394 | 892.014 | 46.157 | 82.22 | 137.054
8531 | 0 | 430.453 | 1011.394 | 811.756 | 171.516 | 67.944 | 151.33
8532 | 0 | 479.203 | 1011.394 | 763.006 | 347.656 | 67.115 | 152.159
8533 | 0 | 489.778 | 258.963 | 0 | 596.261 | 64.881 | 154.393
8534 | 0 | 479.063 | 1011.394 | 763.146 | 772.255 | 81.427 | 137.847
8535 | 0 | 442.445 | 780.172 | 568.542 | 928.989 | 78.779 | 140.495
8536 | 0 | 366.733 | 1011.394 | 875.476 | 987.973 | 106.258 | 113.016
8537 | 0 | 255.211 | 24.396 | 0 | 1011.394 | 143.204 | 76.07
8538 | 0 | 109.544 | 0 | 121.271 | 885.07 | 146.112 | 73.162
8539 | 0 | 0.076 | 0 | 148.508 | 730.373 | 141.155 | 0
8540 | 0 | 0 | 0 | 113.556 | 612.085 | 103.466 | 4.413
8541 | 0 | 0 | 0 | 230.815 | 371.653 | 65.226 | 154.048
8542 | 0 | 0 | 0 | 37.979 | 332.092 | 36.08 | 0
8543 | 0 | 0 | 0 | 19.2 | 312.091 | 18.24 | 0
8544 | 0 | 0 | 0 | 13.082 | 298.465 | 12.428 | 0
8545 | 0 | 0 | 0 | 17.109 | 280.642 | 16.254 | 0
8546 | 0 | 0 | 0 | 13.377 | 266.708 | 12.709 | 0
8547 | 0 | 0 | 0 | 13.837 | 252.294 | 13.145 | 0
8548 | 0 | 0 | 0 | 16.488 | 235.118 | 15.664 | 0
8549 | 0 | 0 | 0 | 28.659 | 205.265 | 27.226 | 0
8550 | 0 | 0 | 0 | 69.711 | 132.649 | 66.225 | 0
8551 | 0 | 1.663 | 0 | 105.117 | 23.152 | 101.441 | 0
8552 | 0 | 105.24 | 0 | 22.226 | 0 | 121.093 | 0
8553 | 0 | 236.864 | 77.161 | 71.112 | 0 | 109.692 | 109.583
8554 | 0 | 350.374 | 525.806 | 406.247 | 81.6 | 82.672 | 136.602
8555 | 0 | 430.738 | 1011.394 | 811.471 | 207.255 | 64.864 | 154.411
8556 | 0 | 476.873 | 1011.394 | 765.336 | 380.968 | 56.157 | 163.118
8557 | 0 | 486.019 | 1011.394 | 756.19 | 564.209 | 74.761 | 144.513
8558 | 0 | 475.73 | 244.915 | 0 | 799.327 | 67.151 | 152.124
8559 | 0 | 437.731 | 1011.394 | 804.478 | 932.268 | 86.045 | 133.23
8560 | 0 | 363.954 | 1011.394 | 878.255 | 988.357 | 103.776 | 115.499
8561 | 0 | 254.811 | 23.996 | 0 | 1011.394 | 121.218 | 98.056
8562 | 0 | 111.187 | 0 | 119.628 | 886.781 | 158.615 | 60.659
8563 | 0 | 0.102 | 0 | 157.635 | 722.579 | 149.85 | 0
8564 | 0 | 0 | 0 | 159.619 | 556.309 | 112.787 | 38.851
8565 | 0 | 0 | 0 | 66.062 | 487.495 | 62.759 | 0
8566 | 0 | 0 | 0 | 33.219 | 452.892 | 31.558 | 0
8567 | 0 | 0 | 0 | 20.57 | 431.465 | 19.541 | 0
8568 | 0 | 0 | 0 | 11.551 | 419.433 | 10.973 | 0
8569 | 0 | 0 | 0 | 11.46 | 407.496 | 10.887 | 0
8570 | 0 | 0 | 0 | 13.662 | 393.264 | 12.979 | 0
8571 | 0 | 0 | 0 | 14.628 | 378.026 | 13.897 | 0
8572 | 0 | 0 | 0 | 17.988 | 359.289 | 17.089 | 0
8573 | 0 | 0 | 0 | 35.598 | 322.207 | 33.818 | 0
8574 | 0 | 0 | 0 | 76.175 | 242.858 | 72.366 | 0
8575 | 0 | 1.784 | 0 | 147.525 | 89.186 | 141.844 | 0
8576 | 0 | 91.064 | 0 | 85.619 | 0 | 167.849 | 0
8577 | 0 | 207.634 | 0 | 0 | 0 | 120.283 | 76.97
8578 | 0 | 318.223 | 353.363 | 265.954 | 62.192 | 66.306 | 152.968
8579 | 0 | 403.23 | 1011.394 | 838.979 | 159.194 | 31.515 | 187.759
8580 | 0 | 457.207 | 1011.394 | 785.002 | 312.422 | 33.553 | 185.721
8581 | 0 | 480.532 | 1011.394 | 761.677 | 489.946 | 38.219 | 181.055
8582 | 0 | 472.706 | 1011.394 | 769.502 | 659.319 | 56.254 | 163.02
8583 | 0 | 435 | 204.185 | 0 | 855.337 | 61.933 | 157.341
8584 | 0 | 367.505 | 136.69 | 0 | 986.56 | 84.859 | 134.415
8585 | 0 | 256.684 | 25.869 | 0 | 1011.394 | 117.595 | 101.679
8586 | 0 | 112.534 | 0 | 61.824 | 946.994 | 165.64 | 0
8587 | 27.164 | 0.133 | 0 | 154.553 | 786.002 | 174.115 | 0
8588 | 0 | 0 | 0 | 154.382 | 625.187 | 146.663 | 0
8589 | 0 | 0 | 0 | 102.154 | 518.777 | 97.047 | 0
8590 | 0 | 0 | 0 | 47.406 | 469.395 | 45.036 | 0
8591 | 0 | 0 | 0 | 14.29 | 454.51 | 13.575 | 0
8592 | 0 | 0 | 0 | 13.74 | 440.197 | 13.053 | 0
8593 | 0 | 0 | 0 | 16.722 | 422.778 | 15.886 | 0
8594 | 0 | 0 | 0 | 14.724 | 407.441 | 13.987 | 0
8595 | 0 | 0 | 0 | 24.708 | 381.704 | 23.472 | 0
8596 | 0 | 0 | 0 | 20.76 | 360.079 | 19.722 | 0
8597 | 0 | 0 | 0 | 34.978 | 323.643 | 33.229 | 0
8598 | 0 | 0 | 0 | 88.451 | 231.506 | 84.028 | 0
8599 | 2.909 | 1.502 | 0 | 147.19 | 78.184 | 144.166 | 0
8600 | 0 | 103.836 | 0 | 75.056 | 0 | 169.948 | 0
8601 | 0 | 233.142 | 29.68 | 27.353 | 0 | 131.582 | 87.692
8602 | 0 | 349.519 | 1011.394 | 892.69 | 41.053 | 75.606 | 143.668
8603 | 0 | 433.043 | 1011.394 | 809.166 | 169.11 | 43.897 | 175.377
8604 | 0 | 485.17 | 1011.394 | 757.039 | 351.466 | 64.912 | 154.362
8605 | 0 | 497.476 | 1011.394 | 744.733 | 546.641 | 62.697 | 156.577
8606 | 0 | 485.305 | 1011.394 | 756.904 | 729.137 | 54.944 | 164.33
8607 | 0 | 446.631 | 1011.394 | 795.578 | 871.349 | 55.171 | 164.103
8608 | 0 | 369.606 | 363.786 | 224.995 | 986.213 | 75.706 | 143.569
8609 | 0 | 257.045 | 26.23 | 0 | 1011.394 | 113.352 | 105.922
8610 | 0 | 111.055 | 0 | 87.172 | 920.589 | 175.181 | 13.134
8611 | 0 | 0.166 | 0 | 198.399 | 713.923 | 188.637 | 0
8612 | 0 | 0 | 0 | 164.514 | 542.555 | 156.288 | 0
8613 | 0 | 0 | 0 | 101.746 | 436.57 | 96.659 | 0
8614 | 0 | 0 | 0 | 38.181 | 396.798 | 36.272 | 0
8615 | 0 | 0 | 0 | 17.183 | 378.898 | 16.324 | 0
8616 | 0 | 0 | 0 | 9.893 | 368.593 | 9.399 | 0
8617 | 0 | 0 | 0 | 12.035 | 356.056 | 11.433 | 0
8618 | 0 | 0 | 0 | 12.21 | 343.338 | 11.599 | 0
8619 | 0 | 0 | 0 | 16.744 | 325.896 | 15.907 | 0
8620 | 0 | 0 | 0 | 21.396 | 303.608 | 20.326 | 0
8621 | 0 | 0 | 0 | 33.863 | 268.335 | 32.17 | 0
8622 | 0 | 0 | 0 | 58.459 | 207.44 | 55.536 | 0
8623 | 0 | 1.379 | 0 | 128.465 | 73.622 | 123.352 | 0
8624 | 0 | 101.883 | 0 | 70.677 | 0 | 163.932 | 0
8625 | 0 | 230.627 | 0 | 0 | 0 | 124.451 | 94.645
8626 | 0 | 346.24 | 1011.394 | 895.969 | 37.637 | 54.068 | 165.206
8627 | 0 | 426.065 | 1011.394 | 816.144 | 158.425 | 46.313 | 172.961
8628 | 0 | 477.014 | 246.199 | 0 | 394.776 | 38.254 | 181.02
8629 | 0 | 491.075 | 1011.394 | 751.134 | 583.283 | 34.742 | 184.532
8630 | 0 | 481.403 | 1011.394 | 760.806 | 761.715 | 44.039 | 175.236
8631 | 0 | 445.231 | 1011.394 | 796.978 | 902.467 | 64.525 | 154.749
8632 | 0 | 371.635 | 804.094 | 663.273 | 983.487 | 75.144 | 144.131
8633 | 0 | 259.884 | 29.069 | 0 | 1011.394 | 111.683 | 107.591
8634 | 0 | 114.2 | 0 | 91.999 | 915.561 | 161.924 | 33.965
8635 | 0 | 0.194 | 0 | 194.959 | 712.479 | 185.395 | 0
8636 | 0 | 0 | 0 | 151.401 | 554.77 | 143.831 | 0
8637 | 0 | 0 | 0 | 88.703 | 462.371 | 84.268 | 0
8638 | 0 | 0 | 0 | 37.245 | 423.574 | 35.383 | 0
8639 | 0 | 0 | 0 | 15.387 | 407.545 | 14.618 | 0
8640 | 0 | 0 | 0 | 13.051 | 393.95 | 12.399 | 0
8641 | 0 | 0 | 0 | 15.912 | 377.375 | 15.116 | 0
8642 | 0 | 0 | 0 | 15.122 | 361.624 | 14.366 | 0
8643 | 0 | 0 | 0 | 16.035 | 344.921 | 15.233 | 0
8644 | 0 | 0 | 0 | 25.304 | 318.563 | 24.038 | 0
8645 | 0 | 0 | 0 | 36.608 | 280.429 | 34.778 | 0
8646 | 0 | 0 | 0 | 73.361 | 204.011 | 69.693 | 0
8647 | 0 | 1.321 | 0 | 143.05 | 55.001 | 137.152 | 0
8648 | 0 | 101.58 | 0 | 52.801 | 0 | 146.662 | 0
8649 | 0 | 231.189 | 4.769 | 4.395 | 0 | 118.779 | 100.495
8650 | 0 | 343.586 | 1011.394 | 898.623 | 34.872 | 51.978 | 167.296
8651 | 0 | 426.209 | 1011.394 | 816 | 155.811 | 43.546 | 175.729
8652 | 0 | 479.016 | 655.128 | 406.927 | 360.851 | 39.492 | 179.782
8653 | 0 | 494.018 | 1011.394 | 748.191 | 552.424 | 49.928 | 169.346
8654 | 0 | 482.835 | 1011.394 | 759.374 | 732.347 | 57.875 | 161.399
8655 | 0 | 446.594 | 1011.394 | 795.615 | 874.519 | 68.935 | 150.339
8656 | 0 | 373.393 | 142.578 | 0 | 1011.394 | 82.457 | 136.818
8657 | 0 | 261.316 | 389.043 | 358.542 | 1011.394 | 128.22 | 91.054
8658 | 0 | 115.351 | 0 | 59.043 | 949.891 | 165.674 | 0
8659 | 1.191 | 0.21 | 0 | 179.27 | 763.151 | 171.697 | 0
8660 | 0 | 0 | 0 | 158.165 | 598.396 | 150.257 | 0
8661 | 0 | 0 | 0 | 108.488 | 485.387 | 103.064 | 0
8662 | 0 | 0 | 0 | 43.68 | 439.888 | 41.496 | 0
8663 | 0 | 0 | 0 | 25.055 | 413.789 | 23.802 | 0
8664 | 0 | 0 | 0 | 12.821 | 400.433 | 12.18 | 0
8665 | 0 | 0 | 0 | 13.539 | 386.331 | 12.862 | 0
8666 | 0 | 0 | 0 | 15.313 | 370.379 | 14.548 | 0
8667 | 0 | 0 | 0 | 13.849 | 355.953 | 13.157 | 0
8668 | 0 | 0 | 0 | 16.311 | 338.963 | 15.495 | 0
8669 | 0 | 0 | 0 | 30.051 | 307.659 | 28.549 | 0
8670 | 0 | 0 | 0 | 75.974 | 228.52 | 72.175 | 0
8671 | 0 | 1.261 | 0 | 139.672 | 83.028 | 133.886 | 0
8672 | 0 | 102.463 | 0 | 79.707 | 0 | 173.062 | 0
8673 | 0 | 233.438 | 33.462 | 30.839 | 0 | 135.536 | 83.738
8674 | 0 | 348.148 | 1011.394 | 894.061 | 39.625 | 69.734 | 149.54
8675 | 0 | 430.244 | 1011.394 | 811.965 | 164.766 | 42.25 | 177.024
8676 | 0 | 482.698 | 1011.394 | 759.511 | 344.548 | 43.478 | 175.797
8677 | 0 | 496.4 | 1011.394 | 745.809 | 538.601 | 55.401 | 163.873
8678 | 0 | 486.348 | 1011.394 | 755.861 | 722.184 | 52.284 | 166.99
8679 | 0 | 449.976 | 523.984 | 304.823 | 907.685 | 58.477 | 160.797
8680 | 0 | 377.072 | 1011.394 | 865.137 | 977.438 | 69.177 | 150.097
8681 | 0 | 266.185 | 35.37 | 0 | 1011.394 | 108.514 | 110.76
8682 | 0 | 118.886 | 0 | 111.929 | 894.801 | 148.202 | 71.072
8683 | 0 | 0.27 | 0 | 184.391 | 702.727 | 175.428 | 0
8684 | 0 | 0 | 0 | 189.444 | 505.389 | 141.12 | 38.852
8685 | 0 | 0 | 0 | 100.214 | 400.999 | 95.203 | 0
8686 | 0 | 0 | 0 | 38.807 | 360.575 | 36.867 | 0
8687 | 0 | 0 | 0 | 15.038 | 344.911 | 14.286 | 0
8688 | 0 | 0 | 0 | 11.53 | 332.9 | 10.954 | 0
8689 | 0 | 0 | 0 | 10.594 | 321.865 | 10.065 | 0
8690 | 0 | 0 | 0 | 14.48 | 306.781 | 13.756 | 0
8691 | 0 | 0 | 0 | 16.538 | 289.554 | 15.711 | 0
8692 | 0 | 0 | 0 | 23.047 | 265.547 | 21.894 | 0
8693 | 0 | 0 | 0 | 37.738 | 226.236 | 35.851 | 0
8694 | 0 | 0 | 0 | 79.7 | 143.216 | 75.715 | 0
8695 | 0 | 1.245 | 0 | 109.895 | 28.742 | 105.583 | 0
8696 | 0 | 103.514 | 0 | 27.592 | 0 | 124.551 | 0
8697 | 0 | 232.273 | 1.458 | 0 | 1.4 | 119.792 | 99.482
8698 | 0 | 349.669 | 1011.394 | 892.54 | 42.609 | 91.823 | 127.451
8699 | 0 | 431.086 | 1011.394 | 811.123 | 168.627 | 75.349 | 143.925
8700 | 0 | 482.121 | 1011.394 | 760.088 | 347.807 | 74.071 | 145.203
8701 | 0 | 495.92 | 1011.394 | 746.289 | 541.361 | 76.895 | 142.379
8702 | 0 | 485.483 | 560.335 | 305.667 | 760.879 | 84.784 | 134.491
8703 | 0 | 450.113 | 1011.394 | 792.096 | 906.718 | 87.562 | 131.712
8704 | 0 | 377.851 | 1011.394 | 864.358 | 977.283 | 101.258 | 118.016
8705 | 0 | 266.347 | 35.532 | 0 | 1011.394 | 137.746 | 81.528
8706 | 0 | 120.116 | 0 | 110.699 | 896.083 | 165.241 | 54.033
8707 | 0 | 0.333 | 0 | 162.383 | 726.934 | 154.58 | 0
8708 | 0 | 0 | 0 | 230.024 | 487.325 | 118.734 | 99.789
8709 | 0 | 0 | 0 | 75.856 | 408.309 | 72.063 | 0
8710 | 0 | 0 | 0 | 36.769 | 370.008 | 34.931 | 0
8711 | 0 | 0 | 0 | 21.44 | 347.674 | 20.368 | 0
8712 | 0 | 0 | 0 | 13.077 | 334.052 | 12.423 | 0
8713 | 0 | 0 | 0 | 14.395 | 319.057 | 13.676 | 0
8714 | 0 | 0 | 0 | 15.211 | 303.212 | 14.451 | 0
8715 | 0 | 0 | 0 | 15.252 | 287.325 | 14.489 | 0
8716 | 0 | 0 | 0 | 24.432 | 261.875 | 23.21 | 0
8717 | 0 | 0 | 0 | 39.58 | 220.645 | 37.601 | 0
8718 | 0 | 0 | 0 | 76.413 | 141.048 | 72.592 | 0
8719 | 0 | 1.165 | 0 | 110.994 | 25.429 | 106.551 | 0
8720 | 0 | 102.032 | 0 | 24.412 | 0 | 120.122 | 0
8721 | 0 | 232.677 | 23.756 | 21.894 | 0 | 95.625 | 123.65
8722 | 0 | 351.54 | 1011.394 | 890.669 | 43.158 | 69.037 | 150.238
8723 | 0 | 433.271 | 1011.394 | 808.938 | 171.452 | 66.82 | 152.454
8724 | 0 | 486.297 | 1011.394 | 755.912 | 354.982 | 62.367 | 156.907
8725 | 0 | 499.503 | 1011.394 | 742.706 | 552.268 | 64.75 | 154.525
8726 | 0 | 491.047 | 1011.394 | 751.161 | 740.747 | 76.191 | 143.083
8727 | 0 | 453.547 | 867.622 | 644.89 | 901.904 | 86.202 | 133.072
8728 | 0 | 380.264 | 1011.394 | 861.945 | 974.982 | 118.491 | 100.783
8729 | 0 | 268.744 | 37.929 | 0 | 1011.394 | 123.728 | 95.546
8730 | 0 | 121.039 | 0 | 109.776 | 897.044 | 149.551 | 69.724
8731 | 0 | 0.384 | 0 | 139.636 | 751.59 | 133.019 | 0
8732 | 0 | 0 | 0 | 230.815 | 511.157 | 109.645 | 109.629
8733 | 0 | 0 | 0 | 72.883 | 435.238 | 69.239 | 0
8734 | 0 | 0 | 0 | 44.925 | 388.44 | 36.226 | 6.453
8735 | 0 | 0 | 0 | 23.453 | 364.01 | 22.281 | 0
8736 | 0 | 0 | 0 | 9.667 | 353.94 | 9.183 | 0
8737 | 0 | 0 | 0 | 12.105 | 341.331 | 11.5 | 0
8738 | 0 | 0 | 0 | 11.994 | 328.838 | 11.394 | 0
8739 | 0 | 0 | 0 | 12.589 | 315.724 | 11.96 | 0
8740 | 0 | 0 | 0 | 20.389 | 294.485 | 19.369 | 0
8741 | 0 | 0 | 0 | 39.949 | 252.872 | 37.951 | 0
8742 | 0 | 0 | 0 | 69.452 | 180.526 | 65.979 | 0
8743 | 0 | 1.114 | 0 | 123.291 | 52.098 | 118.184 | 0
8744 | 0 | 99.942 | 0 | 50.014 | 0 | 142.459 | 0
8745 | 0 | 228.252 | 0 | 0 | 0 | 117.038 | 99.801
8746 | 0 | 344.212 | 1011.394 | 897.997 | 35.524 | 69.566 | 149.708
8747 | 0 | 421.567 | 1011.394 | 820.641 | 151.628 | 36.804 | 182.47
8748 | 0 | 473.878 | 1011.394 | 768.33 | 322.222 | 34.591 | 184.683
8749 | 0 | 485.218 | 1011.394 | 756.991 | 504.628 | 43.224 | 176.051
8750 | 0 | 476.653 | 669.575 | 423.737 | 706.027 | 48.101 | 171.174
8751 | 0 | 442.934 | 1011.394 | 799.275 | 844.387 | 70.081 | 149.193
8752 | 0 | 370.608 | 139.793 | 0 | 978.588 | 86.171 | 133.103
8753 | 0 | 264.987 | 34.172 | 0 | 1011.394 | 117.48 | 101.795
8754 | 0 | 119.751 | 0 | 111.064 | 895.702 | 155.95 | 63.324
8755 | 0 | 0.401 | 0 | 191.002 | 696.742 | 181.833 | 0
8756 | 0 | 0 | 0 | 230.815 | 456.31 | 144.252 | 75.022
8757 | 0 | 0 | 0 | 230.815 | 215.878 | 88.51 | 130.765
8758 | 0 | 0 | 0 | 193.327 | 14.495 | 36.58 | 147.08
8759 | 0 | 0 | 0 | 13.915 | 0 | 13.22 | 0

## user specified input parameters
| User specified input parameters | Unit
Id | 981
Name | Keana
Description
Interest rate | 12.3 | %
Lifetime | 25 | years
Start date | 01/01/2025, 00:00:00
Temporal resolution | 1
N days | 365 | days
Country | NG
User | 1342
Options | 974
Currency | USD
Exchange rate | 1
Id | 805
Project | 981
Distribution cable lifetime | 25 | years
Distribution cable capex | 10 | USD/kWh
Distribution cable max length | 50 | m
Connection cable lifetime | 25 | years
Connection cable capex | 4 | USD/kWh
Connection cable max length | 20 | m
Pole lifetime | 25 | years
Pole capex | USD/pole | USD/kWh
Pole max n connections | 5
Mini-grid connection cost | 140 | USD
Include shs | TRUE
Shs max specific marginal grid cost | 0.6 | c/kWh
Id | 974
Email notification | FALSE
Do demand estimation | TRUE
Do grid optimization | TRUE
Do es design optimization | TRUE
Id | 799
Project | 981
Battery settings is selected | TRUE
Battery settings design | TRUE
Battery parameters nominal capacity |  | kWh
Battery parameters lifetime | 7 | years
Battery parameters capex | 314 | USD/kWh
Battery parameters opex | 24 | USD/(kW a)
Battery parameters soc min | 0
Battery parameters soc max | 100
Battery parameters c rate in | 1
Battery parameters c rate out | 1
Battery parameters efficiency | 96
Diesel genset settings is selected | TRUE
Diesel genset settings design | TRUE
Diesel genset parameters nominal capacity |  | kWh
Diesel genset parameters lifetime | 8 | years
Diesel genset parameters capex | 350 | USD/kWh
Diesel genset parameters opex | 25 | USD/(kW a)
Diesel genset parameters variable cost | 0
Diesel genset parameters fuel cost | 1.7 | USD/l
Diesel genset parameters fuel lhv | 11.8 | kWh/kg
Diesel genset parameters min load | 20
Diesel genset parameters max load | 100
Diesel genset parameters min efficiency | 22
Diesel genset parameters max efficiency | 30
Inverter settings is selected | TRUE
Inverter settings design | TRUE
Inverter parameters nominal capacity |  | kWh
Inverter parameters lifetime | 25 | years
Inverter parameters capex | 415 | USD/kWh
Inverter parameters opex | 9 | USD/(kW a)
Inverter parameters efficiency | 95
PV settings is selected | TRUE
PV settings design | TRUE
PV parameters nominal capacity |  | kWh
PV parameters lifetime | 25 | years
PV parameters capex | 441 | USD/kWh
PV parameters opex | 8.8 | USD/(kW a)
Rectifier settings is selected | TRUE
Rectifier settings design | TRUE
Rectifier parameters nominal capacity |  | kWh
Rectifier parameters lifetime | 25 | years
Rectifier parameters capex | 415 | USD/kWh
Rectifier parameters opex | 0 | USD/(kW a)
Rectifier parameters efficiency | 95
Shortage settings is selected | TRUE
Shortage parameters max shortage total | 10
Shortage parameters max shortage timestep | 20
Shortage parameters shortage penalty cost | 0.8

## nodes
Latitude | Longitude | How added | Node type | Consumer type | Custom specification | Shs options | Consumer detail | Is connected | Distance to load center
8.1443 | 8.7963 | automatic | consumer | household |  | 0 | default | TRUE
8.1446 | 8.7965 | automatic | consumer | household |  | 0 | default | TRUE
8.1453 | 8.7997 | automatic | consumer | household |  | 0 | default | TRUE
8.1451 | 8.7997 | automatic | consumer | household |  | 0 | default | TRUE
8.1449 | 8.7997 | automatic | consumer | household |  | 0 | default | TRUE
8.1447 | 8.7994 | automatic | consumer | household |  | 0 | default | TRUE
8.1453 | 8.799 | automatic | consumer | household |  | 0 | default | TRUE
8.1449 | 8.7989 | automatic | consumer | household |  | 0 | default | TRUE
8.1448 | 8.7988 | automatic | consumer | household |  | 0 | default | TRUE
8.1446 | 8.7988 | automatic | consumer | household |  | 0 | default | TRUE
8.1444 | 8.7986 | automatic | consumer | household |  | 0 | default | TRUE
8.1443 | 8.799 | automatic | consumer | household |  | 0 | default | TRUE
8.1443 | 8.7991 | automatic | consumer | household |  | 0 | default | TRUE
8.1437 | 8.7984 | automatic | consumer | household |  | 0 | default | TRUE
8.1438 | 8.799 | automatic | consumer | household |  | 0 | default | TRUE
8.1438 | 8.7997 | automatic | consumer | household |  | 0 | default | TRUE
8.146 | 8.7997 | automatic | consumer | household |  | 0 | default | TRUE
8.1458 | 8.8 | automatic | consumer | household |  | 0 | default | TRUE
8.1456 | 8.7996 | automatic | consumer | household |  | 0 | default | TRUE
8.1459 | 8.7983 | automatic | consumer | household |  | 0 | default | TRUE
8.1455 | 8.798 | automatic | consumer | household |  | 0 | default | TRUE
8.1458 | 8.7982 | automatic | consumer | household |  | 0 | default | TRUE
8.1458 | 8.7986 | automatic | consumer | household |  | 0 | default | TRUE
8.1459 | 8.7988 | automatic | consumer | household |  | 0 | default | TRUE
8.1439 | 8.7985 | automatic | consumer | household |  | 0 | default | TRUE
8.144 | 8.7994 | automatic | consumer | household |  | 0 | default | TRUE
8.1441 | 8.7993 | automatic | consumer | household |  | 0 | default | TRUE
8.1438 | 8.7999 | automatic | consumer | household |  | 0 | default | TRUE
8.1448 | 8.798 | automatic | consumer | household |  | 0 | default | TRUE
8.1449 | 8.7978 | automatic | consumer | household |  | 0 | default | TRUE
8.145 | 8.7977 | automatic | consumer | household |  | 0 | default | TRUE
8.1448 | 8.7977 | automatic | consumer | household |  | 0 | default | TRUE
8.1444 | 8.7977 | automatic | consumer | household |  | 0 | default | TRUE
8.1441 | 8.7977 | automatic | consumer | household |  | 0 | default | TRUE
8.144 | 8.7976 | automatic | consumer | household |  | 0 | default | TRUE
8.1438 | 8.7974 | automatic | consumer | household |  | 0 | default | TRUE
8.1442 | 8.7973 | automatic | consumer | household |  | 0 | default | TRUE
8.1446 | 8.7974 | automatic | consumer | household |  | 0 | default | TRUE
8.1444 | 8.7974 | automatic | consumer | household |  | 0 | default | TRUE
8.1452 | 8.7982 | automatic | consumer | household |  | 0 | default | TRUE
8.1456 | 8.7985 | automatic | consumer | household |  | 0 | default | TRUE
8.1455 | 8.7986 | automatic | consumer | household |  | 0 | default | TRUE
8.1456 | 8.7987 | automatic | consumer | household |  | 0 | default | TRUE
8.1455 | 8.7988 | automatic | consumer | household |  | 0 | default | TRUE
8.1454 | 8.7975 | automatic | consumer | household |  | 0 | default | TRUE
8.1455 | 8.7977 | automatic | consumer | household |  | 0 | default | TRUE
8.1463 | 8.7977 | automatic | consumer | household |  | 0 | default | TRUE
8.1462 | 8.798 | automatic | consumer | household |  | 0 | default | TRUE
8.1461 | 8.7978 | automatic | consumer | household |  | 0 | default | TRUE
8.1452 | 8.7979 | automatic | consumer | household |  | 0 | default | TRUE
8.1452 | 8.7973 | automatic | consumer | household |  | 0 | default | TRUE
8.146 | 8.7983 | automatic | consumer | household |  | 0 | default | TRUE
8.1461 | 8.7987 | automatic | consumer | household |  | 0 | default | TRUE
8.1463 | 8.7987 | automatic | consumer | household |  | 0 | default | TRUE
8.1462 | 8.7989 | automatic | consumer | household |  | 0 | default | TRUE
8.147 | 8.7986 | automatic | consumer | household |  | 0 | default | TRUE
8.147 | 8.7985 | automatic | consumer | household |  | 0 | default | TRUE
8.147 | 8.7987 | automatic | consumer | household |  | 0 | default | TRUE
8.1474 | 8.7986 | automatic | consumer | household |  | 0 | default | TRUE
8.1471 | 8.7984 | automatic | consumer | household |  | 0 | default | TRUE
8.1468 | 8.798 | automatic | consumer | household |  | 0 | default | TRUE
8.1475 | 8.7983 | automatic | consumer | household |  | 0 | default | TRUE
8.1477 | 8.7984 | automatic | consumer | household |  | 0 | default | TRUE
8.1479 | 8.7984 | automatic | consumer | household |  | 0 | default | TRUE
8.1476 | 8.7981 | automatic | consumer | household |  | 0 | default | TRUE
8.1475 | 8.7982 | automatic | consumer | household |  | 0 | default | TRUE
8.1474 | 8.7979 | automatic | consumer | household |  | 0 | default | TRUE
8.1475 | 8.7978 | automatic | consumer | household |  | 0 | default | TRUE
8.1473 | 8.7977 | automatic | consumer | household |  | 0 | default | TRUE
8.1473 | 8.7978 | automatic | consumer | household |  | 0 | default | TRUE
8.1472 | 8.7979 | automatic | consumer | household |  | 0 | default | TRUE
8.1473 | 8.7981 | automatic | consumer | household |  | 0 | default | TRUE
8.1474 | 8.7983 | automatic | consumer | household |  | 0 | default | TRUE
8.1469 | 8.7979 | automatic | consumer | household |  | 0 | default | TRUE
8.1471 | 8.7976 | automatic | consumer | household |  | 0 | default | TRUE
8.1472 | 8.7976 | automatic | consumer | household |  | 0 | default | TRUE
8.1471 | 8.7981 | automatic | consumer | household |  | 0 | default | TRUE
8.1471 | 8.799 | automatic | consumer | household |  | 0 | default | TRUE
8.1471 | 8.7993 | automatic | consumer | household |  | 0 | default | TRUE
8.1473 | 8.7992 | automatic | consumer | household |  | 0 | default | TRUE
8.1474 | 8.7994 | automatic | consumer | household |  | 0 | default | TRUE
8.1475 | 8.799 | automatic | consumer | household |  | 0 | default | TRUE
8.1477 | 8.7992 | automatic | consumer | household |  | 0 | default | TRUE
8.1477 | 8.7993 | automatic | consumer | household |  | 0 | default | TRUE
8.1475 | 8.7991 | automatic | consumer | household |  | 0 | default | TRUE
8.1476 | 8.7993 | automatic | consumer | household |  | 0 | default | TRUE
8.1475 | 8.7993 | automatic | consumer | household |  | 0 | default | TRUE
8.1473 | 8.7987 | automatic | consumer | household |  | 0 | default | TRUE
8.1473 | 8.7988 | automatic | consumer | household |  | 0 | default | TRUE
8.1468 | 8.7987 | automatic | consumer | household |  | 0 | default | TRUE
8.1467 | 8.7986 | automatic | consumer | household |  | 0 | default | TRUE
8.1469 | 8.7981 | automatic | consumer | household |  | 0 | default | TRUE
8.1468 | 8.7981 | automatic | consumer | household |  | 0 | default | TRUE
8.1465 | 8.7983 | automatic | consumer | household |  | 0 | default | TRUE
8.1466 | 8.7981 | automatic | consumer | household |  | 0 | default | TRUE
8.1465 | 8.798 | automatic | consumer | household |  | 0 | default | TRUE
8.1466 | 8.7978 | automatic | consumer | household |  | 0 | default | TRUE
8.1464 | 8.7979 | automatic | consumer | household |  | 0 | default | TRUE
8.1463 | 8.7978 | automatic | consumer | household |  | 0 | default | TRUE
8.1463 | 8.798 | automatic | consumer | household |  | 0 | default | TRUE
8.1464 | 8.7991 | automatic | consumer | household |  | 0 | default | TRUE
8.1467 | 8.7989 | automatic | consumer | household |  | 0 | default | TRUE
8.1479 | 8.7991 | automatic | consumer | household |  | 0 | default | TRUE
8.1481 | 8.7992 | automatic | consumer | household |  | 0 | default | TRUE
8.1483 | 8.7988 | automatic | consumer | household |  | 0 | default | TRUE
8.1461 | 8.7962 | automatic | consumer | household |  | 0 | default | TRUE
8.1459 | 8.7967 | automatic | consumer | household |  | 0 | default | TRUE
8.1455 | 8.7965 | automatic | consumer | household |  | 0 | default | TRUE
8.1453 | 8.7963 | automatic | consumer | household |  | 0 | default | TRUE
8.1456 | 8.7962 | automatic | consumer | household |  | 0 | default | TRUE
8.1459 | 8.7962 | automatic | consumer | household |  | 0 | default | TRUE
8.1458 | 8.7962 | automatic | consumer | household |  | 0 | default | TRUE
8.1458 | 8.7961 | automatic | consumer | household |  | 0 | default | TRUE
8.1459 | 8.7963 | automatic | consumer | household |  | 0 | default | TRUE
8.1456 | 8.7966 | automatic | consumer | household |  | 0 | default | TRUE
8.1452 | 8.7966 | automatic | consumer | household |  | 0 | default | TRUE
8.1453 | 8.7962 | automatic | consumer | household |  | 0 | default | TRUE
8.1452 | 8.7963 | automatic | consumer | household |  | 0 | default | TRUE
8.1451 | 8.7963 | automatic | consumer | household |  | 0 | default | TRUE
8.1451 | 8.7964 | automatic | consumer | household |  | 0 | default | TRUE
8.145 | 8.7965 | automatic | consumer | household |  | 0 | default | TRUE
8.1452 | 8.7967 | automatic | consumer | household |  | 0 | default | TRUE
8.1456 | 8.796 | automatic | consumer | household |  | 0 | default | TRUE
8.1462 | 8.7964 | automatic | consumer | household |  | 0 | default | TRUE
8.146 | 8.7966 | automatic | consumer | household |  | 0 | default | TRUE
8.1456 | 8.7968 | automatic | consumer | household |  | 0 | default | TRUE
8.1487 | 8.7986 | automatic | consumer | household |  | 0 | default | TRUE
8.1487 | 8.7984 | automatic | consumer | household |  | 0 | default | TRUE
8.1485 | 8.7985 | automatic | consumer | household |  | 0 | default | TRUE
8.1486 | 8.7991 | automatic | consumer | household |  | 0 | default | TRUE
8.148 | 8.7989 | automatic | consumer | household |  | 0 | default | TRUE
8.1477 | 8.7989 | automatic | consumer | household |  | 0 | default | TRUE
8.1477 | 8.799 | automatic | consumer | household |  | 0 | default | TRUE
8.1479 | 8.7992 | automatic | consumer | household |  | 0 | default | TRUE
8.148 | 8.7985 | automatic | consumer | household |  | 0 | default | TRUE
8.1478 | 8.7978 | automatic | consumer | household |  | 0 | default | TRUE
8.1482 | 8.7982 | automatic | consumer | household |  | 0 | default | TRUE
8.1485 | 8.7979 | automatic | consumer | household |  | 0 | default | TRUE
8.1485 | 8.7978 | automatic | consumer | household |  | 0 | default | TRUE
8.1483 | 8.7977 | automatic | consumer | household |  | 0 | default | TRUE
8.1483 | 8.7975 | automatic | consumer | household |  | 0 | default | TRUE
8.1489 | 8.7977 | automatic | consumer | household |  | 0 | default | TRUE
8.1488 | 8.7974 | automatic | consumer | household |  | 0 | default | TRUE
8.1485 | 8.7982 | automatic | consumer | household |  | 0 | default | TRUE
8.1485 | 8.7983 | automatic | consumer | household |  | 0 | default | TRUE
8.1484 | 8.7981 | automatic | consumer | household |  | 0 | default | TRUE
8.1469 | 8.799 | automatic | consumer | household |  | 0 | default | TRUE
8.1463 | 8.7989 | automatic | consumer | household |  | 0 | default | TRUE
8.1472 | 8.7994 | automatic | consumer | household |  | 0 | default | TRUE
8.1468 | 8.7998 | automatic | consumer | household |  | 0 | default | TRUE
8.1469 | 8.8 | automatic | consumer | household |  | 0 | default | TRUE
8.1472 | 8.7997 | automatic | consumer | household |  | 0 | default | TRUE
8.1475 | 8.8 | automatic | consumer | household |  | 0 | default | TRUE
8.148 | 8.7997 | automatic | consumer | household |  | 0 | default | TRUE
8.148 | 8.7998 | automatic | consumer | household |  | 0 | default | TRUE
8.1478 | 8.7974 | automatic | consumer | household |  | 0 | default | TRUE
8.1488 | 8.7983 | automatic | consumer | household |  | 0 | default | TRUE
8.1471 | 8.795 | automatic | consumer | household |  | 0 | default | TRUE
8.1508 | 8.8003 | automatic | consumer | household |  | 0 | default | TRUE
8.1506 | 8.8004 | automatic | consumer | household |  | 0 | default | TRUE
8.1514 | 8.8003 | automatic | consumer | household |  | 0 | default | TRUE
8.1512 | 8.8002 | automatic | consumer | household |  | 0 | default | TRUE
8.1512 | 8.8004 | automatic | consumer | household |  | 0 | default | TRUE
8.1512 | 8.8013 | automatic | consumer | household |  | 0 | default | TRUE
8.1491 | 8.8007 | automatic | consumer | household |  | 0 | default | TRUE
8.1496 | 8.8009 | automatic | consumer | household |  | 0 | default | TRUE
8.1505 | 8.8016 | automatic | consumer | household |  | 0 | default | TRUE
8.1493 | 8.8011 | automatic | consumer | household |  | 0 | default | TRUE
8.1496 | 8.8012 | automatic | consumer | household |  | 0 | default | TRUE
8.1502 | 8.8017 | automatic | consumer | household |  | 0 | default | TRUE
8.1501 | 8.801 | automatic | consumer | household |  | 0 | default | TRUE
8.15 | 8.8016 | automatic | consumer | household |  | 0 | default | TRUE
8.1499 | 8.8017 | automatic | consumer | household |  | 0 | default | TRUE
8.1509 | 8.8021 | automatic | consumer | household |  | 0 | default | TRUE
8.1508 | 8.8022 | automatic | consumer | household |  | 0 | default | TRUE
8.1511 | 8.8027 | automatic | consumer | household |  | 0 | default | TRUE
8.1507 | 8.8027 | automatic | consumer | household |  | 0 | default | TRUE
8.1506 | 8.8027 | automatic | consumer | household |  | 0 | default | TRUE
8.1505 | 8.8026 | automatic | consumer | household |  | 0 | default | TRUE
8.1505 | 8.8025 | automatic | consumer | household |  | 0 | default | TRUE
8.1494 | 8.8021 | automatic | consumer | household |  | 0 | default | TRUE
8.1495 | 8.8023 | automatic | consumer | household |  | 0 | default | TRUE
8.1496 | 8.8021 | automatic | consumer | household |  | 0 | default | TRUE
8.1493 | 8.8022 | automatic | consumer | household |  | 0 | default | TRUE
8.1491 | 8.8023 | automatic | consumer | household |  | 0 | default | TRUE
8.149 | 8.8025 | automatic | consumer | household |  | 0 | default | TRUE
8.1506 | 8.7974 | automatic | consumer | household |  | 0 | default | TRUE
8.1507 | 8.7975 | automatic | consumer | household |  | 0 | default | TRUE
8.1502 | 8.7974 | automatic | consumer | household |  | 0 | default | TRUE
8.1503 | 8.7975 | automatic | consumer | household |  | 0 | default | TRUE
8.1504 | 8.7974 | automatic | consumer | household |  | 0 | default | TRUE
8.1497 | 8.7974 | automatic | consumer | household |  | 0 | default | TRUE
8.1496 | 8.7976 | automatic | consumer | household |  | 0 | default | TRUE
8.1493 | 8.7975 | automatic | consumer | household |  | 0 | default | TRUE
8.1492 | 8.7976 | automatic | consumer | household |  | 0 | default | TRUE
8.1491 | 8.7976 | automatic | consumer | household |  | 0 | default | TRUE
8.1492 | 8.7977 | automatic | consumer | household |  | 0 | default | TRUE
8.1492 | 8.7978 | automatic | consumer | household |  | 0 | default | TRUE
8.1493 | 8.7979 | automatic | consumer | household |  | 0 | default | TRUE
8.1493 | 8.798 | automatic | consumer | household |  | 0 | default | TRUE
8.1491 | 8.7979 | automatic | consumer | household |  | 0 | default | TRUE
8.149 | 8.7982 | automatic | consumer | household |  | 0 | default | TRUE
8.1491 | 8.7982 | automatic | consumer | household |  | 0 | default | TRUE
8.1491 | 8.7982 | automatic | consumer | household |  | 0 | default | TRUE
8.1494 | 8.7984 | automatic | consumer | household |  | 0 | default | TRUE
8.1495 | 8.7983 | automatic | consumer | household |  | 0 | default | TRUE
8.1493 | 8.7983 | automatic | consumer | household |  | 0 | default | TRUE
8.1492 | 8.7982 | automatic | consumer | household |  | 0 | default | TRUE
8.1492 | 8.7981 | automatic | consumer | household |  | 0 | default | TRUE
8.1495 | 8.7981 | automatic | consumer | household |  | 0 | default | TRUE
8.1495 | 8.798 | automatic | consumer | household |  | 0 | default | TRUE
8.1494 | 8.7981 | automatic | consumer | household |  | 0 | default | TRUE
8.1494 | 8.7981 | automatic | consumer | household |  | 0 | default | TRUE
8.1496 | 8.7987 | automatic | consumer | household |  | 0 | default | TRUE
8.1496 | 8.7984 | automatic | consumer | household |  | 0 | default | TRUE
8.1495 | 8.7985 | automatic | consumer | household |  | 0 | default | TRUE
8.1497 | 8.7983 | automatic | consumer | household |  | 0 | default | TRUE
8.15 | 8.7988 | automatic | consumer | household |  | 0 | default | TRUE
8.1498 | 8.7981 | automatic | consumer | household |  | 0 | default | TRUE
8.15 | 8.7981 | automatic | consumer | household |  | 0 | default | TRUE
8.1501 | 8.7981 | automatic | consumer | household |  | 0 | default | TRUE
8.1503 | 8.798 | automatic | consumer | household |  | 0 | default | TRUE
8.1503 | 8.7979 | automatic | consumer | household |  | 0 | default | TRUE
8.1501 | 8.7979 | automatic | consumer | household |  | 0 | default | TRUE
8.1502 | 8.7978 | automatic | consumer | household |  | 0 | default | TRUE
8.1501 | 8.7979 | automatic | consumer | household |  | 0 | default | TRUE
8.15 | 8.7978 | automatic | consumer | household |  | 0 | default | TRUE
8.1499 | 8.7979 | automatic | consumer | household |  | 0 | default | TRUE
8.1502 | 8.7976 | automatic | consumer | household |  | 0 | default | TRUE
8.1501 | 8.7974 | automatic | consumer | household |  | 0 | default | TRUE
8.1501 | 8.7973 | automatic | consumer | household |  | 0 | default | TRUE
8.1499 | 8.7979 | automatic | consumer | household |  | 0 | default | TRUE
8.1496 | 8.7978 | automatic | consumer | household |  | 0 | default | TRUE
8.1496 | 8.7977 | automatic | consumer | household |  | 0 | default | TRUE
8.1496 | 8.7979 | automatic | consumer | household |  | 0 | default | TRUE
8.1497 | 8.7977 | automatic | consumer | household |  | 0 | default | TRUE
8.1497 | 8.7978 | automatic | consumer | household |  | 0 | default | TRUE
8.1494 | 8.7988 | automatic | consumer | household |  | 0 | default | TRUE
8.1494 | 8.7988 | automatic | consumer | household |  | 0 | default | TRUE
8.1492 | 8.7985 | automatic | consumer | household |  | 0 | default | TRUE
8.1493 | 8.7986 | automatic | consumer | household |  | 0 | default | TRUE
8.1493 | 8.7989 | automatic | consumer | household |  | 0 | default | TRUE
8.1494 | 8.7989 | automatic | consumer | household |  | 0 | default | TRUE
8.1495 | 8.7994 | automatic | consumer | household |  | 0 | default | TRUE
8.1498 | 8.7997 | automatic | consumer | household |  | 0 | default | TRUE
8.1501 | 8.7993 | automatic | consumer | household |  | 0 | default | TRUE
8.1506 | 8.7995 | automatic | consumer | household |  | 0 | default | TRUE
8.1506 | 8.7998 | automatic | consumer | household |  | 0 | default | TRUE
8.1505 | 8.8 | automatic | consumer | household |  | 0 | default | TRUE
8.1508 | 8.7999 | automatic | consumer | household |  | 0 | default | TRUE
8.1509 | 8.7999 | automatic | consumer | household |  | 0 | default | TRUE
8.1509 | 8.8 | automatic | consumer | household |  | 0 | default | TRUE
8.1511 | 8.7999 | automatic | consumer | household |  | 0 | default | TRUE
8.151 | 8.7997 | automatic | consumer | household |  | 0 | default | TRUE
8.151 | 8.7995 | automatic | consumer | household |  | 0 | default | TRUE
8.1509 | 8.7995 | automatic | consumer | household |  | 0 | default | TRUE
8.1509 | 8.7992 | automatic | consumer | household |  | 0 | default | TRUE
8.1507 | 8.7993 | automatic | consumer | household |  | 0 | default | TRUE
8.1513 | 8.7989 | automatic | consumer | household |  | 0 | default | TRUE
8.1515 | 8.7996 | automatic | consumer | household |  | 0 | default | TRUE
8.1485 | 8.8011 | automatic | consumer | household |  | 0 | default | TRUE
8.1481 | 8.8005 | automatic | consumer | household |  | 0 | default | TRUE
8.1478 | 8.8007 | automatic | consumer | household |  | 0 | default | TRUE
8.1478 | 8.8013 | automatic | consumer | household |  | 0 | default | TRUE
8.1486 | 8.8017 | automatic | consumer | household |  | 0 | default | TRUE
8.1478 | 8.8018 | automatic | consumer | household |  | 0 | default | TRUE
8.1482 | 8.8021 | automatic | consumer | household |  | 0 | default | TRUE
8.1483 | 8.8025 | automatic | consumer | household |  | 0 | default | TRUE
8.1476 | 8.8026 | automatic | consumer | household |  | 0 | default | TRUE
8.1473 | 8.8025 | automatic | consumer | household |  | 0 | default | TRUE
8.1469 | 8.8023 | automatic | consumer | household |  | 0 | default | TRUE
8.1467 | 8.8021 | automatic | consumer | household |  | 0 | default | TRUE
8.1468 | 8.8021 | automatic | consumer | household |  | 0 | default | TRUE
8.1468 | 8.8023 | automatic | consumer | household |  | 0 | default | TRUE
8.1468 | 8.8024 | automatic | consumer | household |  | 0 | default | TRUE
8.1467 | 8.8025 | automatic | consumer | household |  | 0 | default | TRUE
8.1464 | 8.8025 | automatic | consumer | household |  | 0 | default | TRUE
8.1463 | 8.8017 | automatic | consumer | household |  | 0 | default | TRUE
8.1466 | 8.8018 | automatic | consumer | household |  | 0 | default | TRUE
8.1464 | 8.8016 | automatic | consumer | household |  | 0 | default | TRUE
8.1464 | 8.8016 | automatic | consumer | household |  | 0 | default | TRUE
8.1466 | 8.8016 | automatic | consumer | household |  | 0 | default | TRUE
8.1466 | 8.8017 | automatic | consumer | household |  | 0 | default | TRUE
8.1468 | 8.8016 | automatic | consumer | household |  | 0 | default | TRUE
8.147 | 8.8017 | automatic | consumer | household |  | 0 | default | TRUE
8.147 | 8.8016 | automatic | consumer | household |  | 0 | default | TRUE
8.147 | 8.8015 | automatic | consumer | household |  | 0 | default | TRUE
8.1469 | 8.8014 | automatic | consumer | household |  | 0 | default | TRUE
8.1469 | 8.8015 | automatic | consumer | household |  | 0 | default | TRUE
8.1471 | 8.8014 | automatic | consumer | household |  | 0 | default | TRUE
8.147 | 8.8014 | automatic | consumer | household |  | 0 | default | TRUE
8.1469 | 8.8012 | automatic | consumer | household |  | 0 | default | TRUE
8.1468 | 8.8011 | automatic | consumer | household |  | 0 | default | TRUE
8.1467 | 8.801 | automatic | consumer | household |  | 0 | default | TRUE
8.1465 | 8.801 | automatic | consumer | household |  | 0 | default | TRUE
8.1467 | 8.8009 | automatic | consumer | household |  | 0 | default | TRUE
8.1463 | 8.8005 | automatic | consumer | household |  | 0 | default | TRUE
8.1465 | 8.8009 | automatic | consumer | household |  | 0 | default | TRUE
8.1468 | 8.8004 | automatic | consumer | household |  | 0 | default | TRUE
8.1469 | 8.8005 | automatic | consumer | household |  | 0 | default | TRUE
8.1473 | 8.8007 | automatic | consumer | household |  | 0 | default | TRUE
8.1474 | 8.8007 | automatic | consumer | household |  | 0 | default | TRUE
8.1476 | 8.8007 | automatic | consumer | household |  | 0 | default | TRUE
8.1474 | 8.8011 | automatic | consumer | household |  | 0 | default | TRUE
8.1477 | 8.8012 | automatic | consumer | household |  | 0 | default | TRUE
8.1476 | 8.8009 | automatic | consumer | household |  | 0 | default | TRUE
8.1475 | 8.801 | automatic | consumer | household |  | 0 | default | TRUE
8.1475 | 8.8012 | automatic | consumer | household |  | 0 | default | TRUE
8.1474 | 8.8011 | automatic | consumer | household |  | 0 | default | TRUE
8.154 | 8.8005 | automatic | consumer | household |  | 0 | default | TRUE
8.1539 | 8.8008 | automatic | consumer | household |  | 0 | default | TRUE
8.1537 | 8.8012 | automatic | consumer | household |  | 0 | default | TRUE
8.1531 | 8.8007 | automatic | consumer | household |  | 0 | default | TRUE
8.1535 | 8.801 | automatic | consumer | household |  | 0 | default | TRUE
8.1534 | 8.8009 | automatic | consumer | household |  | 0 | default | TRUE
8.1531 | 8.8015 | automatic | consumer | household |  | 0 | default | TRUE
8.153 | 8.8013 | automatic | consumer | household |  | 0 | default | TRUE
8.1529 | 8.8012 | automatic | consumer | household |  | 0 | default | TRUE
8.154 | 8.8011 | automatic | consumer | household |  | 0 | default | TRUE
8.1539 | 8.8011 | automatic | consumer | household |  | 0 | default | TRUE
8.1542 | 8.8007 | automatic | consumer | household |  | 0 | default | TRUE
8.1541 | 8.8008 | automatic | consumer | household |  | 0 | default | TRUE
8.1534 | 8.8002 | automatic | consumer | household |  | 0 | default | TRUE
8.1537 | 8.8003 | automatic | consumer | household |  | 0 | default | TRUE
8.1536 | 8.8002 | automatic | consumer | household |  | 0 | default | TRUE
8.153 | 8.8003 | automatic | consumer | household |  | 0 | default | TRUE
8.1536 | 8.8002 | automatic | consumer | household |  | 0 | default | TRUE
8.1537 | 8.8002 | automatic | consumer | household |  | 0 | default | TRUE
8.1539 | 8.8015 | automatic | consumer | household |  | 0 | default | TRUE
8.1536 | 8.8019 | automatic | consumer | household |  | 0 | default | TRUE
8.1531 | 8.802 | automatic | consumer | household |  | 0 | default | TRUE
8.1533 | 8.8023 | automatic | consumer | household |  | 0 | default | TRUE
8.1524 | 8.8026 | automatic | consumer | household |  | 0 | default | TRUE
8.1521 | 8.8015 | automatic | consumer | household |  | 0 | default | TRUE
8.1518 | 8.8018 | automatic | consumer | household |  | 0 | default | TRUE
8.1534 | 8.7981 | automatic | consumer | household |  | 0 | default | TRUE
8.154 | 8.7997 | automatic | consumer | household |  | 0 | default | TRUE
8.1537 | 8.7997 | automatic | consumer | household |  | 0 | default | TRUE
8.1532 | 8.799 | automatic | consumer | household |  | 0 | default | TRUE
8.153 | 8.799 | automatic | consumer | household |  | 0 | default | TRUE
8.1528 | 8.7989 | automatic | consumer | household |  | 0 | default | TRUE
8.1528 | 8.7981 | automatic | consumer | household |  | 0 | default | TRUE
8.1519 | 8.7982 | automatic | consumer | household |  | 0 | default | TRUE
8.1521 | 8.7995 | automatic | consumer | household |  | 0 | default | TRUE
8.152 | 8.7995 | automatic | consumer | household |  | 0 | default | TRUE
8.1521 | 8.7997 | automatic | consumer | household |  | 0 | default | TRUE
8.1523 | 8.7995 | automatic | consumer | household |  | 0 | default | TRUE
8.1529 | 8.7991 | automatic | consumer | household |  | 0 | default | TRUE
8.1526 | 8.799 | automatic | consumer | household |  | 0 | default | TRUE
8.1534 | 8.7992 | automatic | consumer | household |  | 0 | default | TRUE
8.1531 | 8.7994 | automatic | consumer | household |  | 0 | default | TRUE
8.1532 | 8.7995 | automatic | consumer | household |  | 0 | default | TRUE
8.1533 | 8.7993 | automatic | consumer | household |  | 0 | default | TRUE
8.1532 | 8.7994 | automatic | consumer | household |  | 0 | default | TRUE
8.1524 | 8.7992 | automatic | consumer | household |  | 0 | default | TRUE
8.1525 | 8.7993 | automatic | consumer | household |  | 0 | default | TRUE
8.1534 | 8.7996 | automatic | consumer | household |  | 0 | default | TRUE
8.1477 | 8.7976 | automatic | consumer | household |  | 0 | default | TRUE
8.1475 | 8.7975 | automatic | consumer | household |  | 0 | default | TRUE
8.1472 | 8.7974 | automatic | consumer | household |  | 0 | default | TRUE
8.147 | 8.7973 | automatic | consumer | household |  | 0 | default | TRUE
8.1471 | 8.7974 | automatic | consumer | household |  | 0 | default | TRUE
8.1464 | 8.7975 | automatic | consumer | household |  | 0 | default | TRUE
8.1489 | 8.8014 | automatic | consumer | household |  | 0 | default | TRUE
8.1466 | 8.799 | automatic | consumer | household |  | 0 | default | TRUE
8.1467 | 8.7994 | automatic | consumer | household |  | 0 | default | TRUE
8.1467 | 8.7988 | automatic | consumer | household |  | 0 | default | TRUE
8.1562 | 8.801 | automatic | consumer | household |  | 0 | default | TRUE
8.1546 | 8.8009 | automatic | consumer | household |  | 0 | default | TRUE
8.1546 | 8.8014 | automatic | consumer | household |  | 0 | default | TRUE
8.1545 | 8.801 | automatic | consumer | household |  | 0 | default | TRUE
8.1546 | 8.8015 | automatic | consumer | household |  | 0 | default | TRUE
8.1546 | 8.7996 | automatic | consumer | household |  | 0 | default | TRUE
8.1545 | 8.7998 | automatic | consumer | household |  | 0 | default | TRUE
8.1515 | 8.8038 | automatic | consumer | household |  | 0 | default | TRUE
8.1508 | 8.8039 | automatic | consumer | household |  | 0 | default | TRUE
8.1503 | 8.8032 | automatic | consumer | household |  | 0 | default | TRUE
8.1502 | 8.8032 | automatic | consumer | household |  | 0 | default | TRUE
8.1504 | 8.8029 | automatic | consumer | household |  | 0 | default | TRUE
8.1498 | 8.8029 | automatic | consumer | household |  | 0 | default | TRUE
8.1499 | 8.8039 | automatic | consumer | household |  | 0 | default | TRUE
8.1498 | 8.804 | automatic | consumer | household |  | 0 | default | TRUE
8.1502 | 8.8043 | automatic | consumer | household |  | 0 | default | TRUE
8.1514 | 8.8036 | automatic | consumer | household |  | 0 | default | TRUE
8.1511 | 8.8051 | automatic | consumer | household |  | 0 | default | TRUE
8.1502 | 8.8051 | automatic | consumer | household |  | 0 | default | TRUE
8.1504 | 8.805 | automatic | consumer | household |  | 0 | default | TRUE
8.1503 | 8.805 | automatic | consumer | household |  | 0 | default | TRUE
8.1505 | 8.8051 | automatic | consumer | household |  | 0 | default | TRUE
8.1503 | 8.8052 | automatic | consumer | household |  | 0 | default | TRUE
8.1493 | 8.8051 | automatic | consumer | household |  | 0 | default | TRUE
8.1493 | 8.8052 | automatic | consumer | household |  | 0 | default | TRUE
8.1495 | 8.8052 | automatic | consumer | household |  | 0 | default | TRUE
8.1495 | 8.8051 | automatic | consumer | household |  | 0 | default | TRUE
8.1491 | 8.8054 | automatic | consumer | household |  | 0 | default | TRUE
8.1494 | 8.8054 | automatic | consumer | household |  | 0 | default | TRUE
8.1482 | 8.8041 | automatic | consumer | household |  | 0 | default | TRUE
8.1479 | 8.804 | automatic | consumer | household |  | 0 | default | TRUE
8.1478 | 8.8037 | automatic | consumer | household |  | 0 | default | TRUE
8.1476 | 8.8041 | automatic | consumer | household |  | 0 | default | TRUE
8.1477 | 8.8042 | automatic | consumer | household |  | 0 | default | TRUE
8.1478 | 8.8042 | automatic | consumer | household |  | 0 | default | TRUE
8.1474 | 8.8038 | automatic | consumer | household |  | 0 | default | TRUE
8.1473 | 8.8034 | automatic | consumer | household |  | 0 | default | TRUE
8.1472 | 8.8036 | automatic | consumer | household |  | 0 | default | TRUE
8.147 | 8.8036 | automatic | consumer | household |  | 0 | default | TRUE
8.1469 | 8.8036 | automatic | consumer | household |  | 0 | default | TRUE
8.1483 | 8.8046 | automatic | consumer | household |  | 0 | default | TRUE
8.1483 | 8.8048 | automatic | consumer | household |  | 0 | default | TRUE
8.1481 | 8.8046 | automatic | consumer | household |  | 0 | default | TRUE
8.1479 | 8.8049 | automatic | consumer | household |  | 0 | default | TRUE
8.148 | 8.8051 | automatic | consumer | household |  | 0 | default | TRUE
8.1476 | 8.8052 | automatic | consumer | household |  | 0 | default | TRUE
8.1487 | 8.8052 | automatic | consumer | household |  | 0 | default | TRUE
8.1488 | 8.8053 | automatic | consumer | household |  | 0 | default | TRUE
8.1486 | 8.8049 | automatic | consumer | household |  | 0 | default | TRUE
8.1485 | 8.805 | automatic | consumer | household |  | 0 | default | TRUE
8.1469 | 8.8047 | automatic | consumer | household |  | 0 | default | TRUE
8.1466 | 8.8043 | automatic | consumer | household |  | 0 | default | TRUE
8.1463 | 8.8041 | automatic | consumer | household |  | 0 | default | TRUE
8.1464 | 8.8041 | automatic | consumer | household |  | 0 | default | TRUE
8.1465 | 8.8041 | automatic | consumer | household |  | 0 | default | TRUE
8.1468 | 8.8042 | automatic | consumer | household |  | 0 | default | TRUE
8.147 | 8.8041 | automatic | consumer | household |  | 0 | default | TRUE
8.147 | 8.8039 | automatic | consumer | household |  | 0 | default | TRUE
8.1466 | 8.8039 | automatic | consumer | household |  | 0 | default | TRUE
8.1465 | 8.804 | automatic | consumer | household |  | 0 | default | TRUE
8.1463 | 8.8035 | automatic | consumer | household |  | 0 | default | TRUE
8.1469 | 8.8032 | automatic | consumer | household |  | 0 | default | TRUE
8.1467 | 8.8032 | automatic | consumer | household |  | 0 | default | TRUE
8.1472 | 8.8032 | automatic | consumer | household |  | 0 | default | TRUE
8.1473 | 8.8032 | automatic | consumer | household |  | 0 | default | TRUE
8.1467 | 8.803 | automatic | consumer | household |  | 0 | default | TRUE
8.1489 | 8.8059 | automatic | consumer | household |  | 0 | default | TRUE
8.1487 | 8.8062 | automatic | consumer | household |  | 0 | default | TRUE
8.1485 | 8.8063 | automatic | consumer | household |  | 0 | default | TRUE
8.1481 | 8.806 | automatic | consumer | household |  | 0 | default | TRUE
8.1483 | 8.8064 | automatic | consumer | household |  | 0 | default | TRUE
8.1482 | 8.8068 | automatic | consumer | household |  | 0 | default | TRUE
8.1481 | 8.8058 | automatic | consumer | household |  | 0 | default | TRUE
8.1477 | 8.8059 | automatic | consumer | household |  | 0 | default | TRUE
8.1474 | 8.8059 | automatic | consumer | household |  | 0 | default | TRUE
8.1473 | 8.806 | automatic | consumer | household |  | 0 | default | TRUE
8.1472 | 8.8059 | automatic | consumer | household |  | 0 | default | TRUE
8.1474 | 8.8058 | automatic | consumer | household |  | 0 | default | TRUE
8.1474 | 8.8058 | automatic | consumer | household |  | 0 | default | TRUE
8.1472 | 8.8058 | automatic | consumer | household |  | 0 | default | TRUE
8.1471 | 8.8057 | automatic | consumer | household |  | 0 | default | TRUE
8.147 | 8.8061 | automatic | consumer | household |  | 0 | default | TRUE
8.1472 | 8.8063 | automatic | consumer | household |  | 0 | default | TRUE
8.1472 | 8.8065 | automatic | consumer | household |  | 0 | default | TRUE
8.1474 | 8.8066 | automatic | consumer | household |  | 0 | default | TRUE
8.147 | 8.8069 | automatic | consumer | household |  | 0 | default | TRUE
8.1469 | 8.8071 | automatic | consumer | household |  | 0 | default | TRUE
8.1474 | 8.8076 | automatic | consumer | household |  | 0 | default | TRUE
8.1473 | 8.8076 | automatic | consumer | household |  | 0 | default | TRUE
8.1452 | 8.8039 | automatic | consumer | household |  | 0 | default | TRUE
8.1453 | 8.8034 | automatic | consumer | household |  | 0 | default | TRUE
8.1453 | 8.8042 | automatic | consumer | household |  | 0 | default | TRUE
8.1454 | 8.8043 | automatic | consumer | household |  | 0 | default | TRUE
8.1454 | 8.804 | automatic | consumer | household |  | 0 | default | TRUE
8.1454 | 8.8037 | automatic | consumer | household |  | 0 | default | TRUE
8.146 | 8.804 | automatic | consumer | household |  | 0 | default | TRUE
8.1461 | 8.8041 | automatic | consumer | household |  | 0 | default | TRUE
8.1461 | 8.8042 | automatic | consumer | household |  | 0 | default | TRUE
8.1461 | 8.8043 | automatic | consumer | household |  | 0 | default | TRUE
8.1458 | 8.8046 | automatic | consumer | household |  | 0 | default | TRUE
8.1458 | 8.8048 | automatic | consumer | household |  | 0 | default | TRUE
8.1457 | 8.8047 | automatic | consumer | household |  | 0 | default | TRUE
8.1455 | 8.8048 | automatic | consumer | household |  | 0 | default | TRUE
8.1455 | 8.8046 | automatic | consumer | household |  | 0 | default | TRUE
8.1454 | 8.8047 | automatic | consumer | household |  | 0 | default | TRUE
8.1454 | 8.8048 | automatic | consumer | household |  | 0 | default | TRUE
8.1454 | 8.8051 | automatic | consumer | household |  | 0 | default | TRUE
8.1459 | 8.8052 | automatic | consumer | household |  | 0 | default | TRUE
8.1461 | 8.8054 | automatic | consumer | household |  | 0 | default | TRUE
8.1459 | 8.8054 | automatic | consumer | household |  | 0 | default | TRUE
8.1462 | 8.8051 | automatic | consumer | household |  | 0 | default | TRUE
8.1448 | 8.8046 | automatic | consumer | household |  | 0 | default | TRUE
8.145 | 8.8047 | automatic | consumer | household |  | 0 | default | TRUE
8.1445 | 8.8044 | automatic | consumer | household |  | 0 | default | TRUE
8.1448 | 8.8043 | automatic | consumer | household |  | 0 | default | TRUE
8.1436 | 8.8049 | automatic | consumer | household |  | 0 | default | TRUE
8.1449 | 8.8036 | automatic | consumer | household |  | 0 | default | TRUE
8.1449 | 8.803 | automatic | consumer | household |  | 0 | default | TRUE
8.1446 | 8.8029 | automatic | consumer | household |  | 0 | default | TRUE
8.1445 | 8.8029 | automatic | consumer | household |  | 0 | default | TRUE
8.1459 | 8.8032 | automatic | consumer | household |  | 0 | default | TRUE
8.1456 | 8.8032 | automatic | consumer | household |  | 0 | default | TRUE
8.1457 | 8.8032 | automatic | consumer | household |  | 0 | default | TRUE
8.1459 | 8.803 | automatic | consumer | household |  | 0 | default | TRUE
8.1454 | 8.8035 | automatic | consumer | household |  | 0 | default | TRUE
8.1455 | 8.8036 | automatic | consumer | household |  | 0 | default | TRUE
8.1455 | 8.8036 | automatic | consumer | household |  | 0 | default | TRUE
8.1489 | 8.7952 | automatic | consumer | household |  | 0 | default | TRUE
8.1412 | 8.7975 | automatic | consumer | household |  | 0 | default | TRUE
8.1415 | 8.7974 | automatic | consumer | household |  | 0 | default | TRUE
8.1409 | 8.798 | automatic | consumer | household |  | 0 | default | TRUE
8.1425 | 8.798 | automatic | consumer | household |  | 0 | default | TRUE
8.1426 | 8.798 | automatic | consumer | household |  | 0 | default | TRUE
8.1429 | 8.7979 | automatic | consumer | household |  | 0 | default | TRUE
8.1431 | 8.798 | automatic | consumer | household |  | 0 | default | TRUE
8.1434 | 8.7982 | automatic | consumer | household |  | 0 | default | TRUE
8.1425 | 8.7991 | automatic | consumer | household |  | 0 | default | TRUE
8.1422 | 8.7993 | automatic | consumer | household |  | 0 | default | TRUE
8.142 | 8.7994 | automatic | consumer | household |  | 0 | default | TRUE
8.1421 | 8.7997 | automatic | consumer | household |  | 0 | default | TRUE
8.142 | 8.7997 | automatic | consumer | household |  | 0 | default | TRUE
8.142 | 8.7999 | automatic | consumer | household |  | 0 | default | TRUE
8.1419 | 8.7999 | automatic | consumer | household |  | 0 | default | TRUE
8.1418 | 8.7999 | automatic | consumer | household |  | 0 | default | TRUE
8.1416 | 8.7997 | automatic | consumer | household |  | 0 | default | TRUE
8.1418 | 8.7994 | automatic | consumer | household |  | 0 | default | TRUE
8.1414 | 8.7994 | automatic | consumer | household |  | 0 | default | TRUE
8.1413 | 8.7995 | automatic | consumer | household |  | 0 | default | TRUE
8.1412 | 8.7998 | automatic | consumer | household |  | 0 | default | TRUE
8.1429 | 8.7997 | automatic | consumer | household |  | 0 | default | TRUE
8.1429 | 8.7998 | automatic | consumer | household |  | 0 | default | TRUE
8.143 | 8.7998 | automatic | consumer | household |  | 0 | default | TRUE
8.1431 | 8.7998 | automatic | consumer | household |  | 0 | default | TRUE
8.1434 | 8.8001 | automatic | consumer | household |  | 0 | default | TRUE
8.143 | 8.8006 | automatic | consumer | household |  | 0 | default | TRUE
8.1429 | 8.8008 | automatic | consumer | household |  | 0 | default | TRUE
8.142 | 8.8008 | automatic | consumer | household |  | 0 | default | TRUE
8.1416 | 8.8012 | automatic | consumer | household |  | 0 | default | TRUE
8.1419 | 8.8014 | automatic | consumer | household |  | 0 | default | TRUE
8.1422 | 8.8014 | automatic | consumer | household |  | 0 | default | TRUE
8.1431 | 8.8018 | automatic | consumer | household |  | 0 | default | TRUE
8.1434 | 8.8021 | automatic | consumer | household |  | 0 | default | TRUE
8.1531 | 8.7965 | automatic | consumer | household |  | 0 | default | TRUE
8.1524 | 8.7965 | automatic | consumer | household |  | 0 | default | TRUE
8.153 | 8.7972 | automatic | consumer | household |  | 0 | default | TRUE
8.1532 | 8.7971 | automatic | consumer | household |  | 0 | default | TRUE
8.1518 | 8.7969 | automatic | consumer | household |  | 0 | default | TRUE
8.1514 | 8.7957 | automatic | consumer | household |  | 0 | default | TRUE
8.151 | 8.7954 | automatic | consumer | household |  | 0 | default | TRUE
8.1511 | 8.7958 | automatic | consumer | household |  | 0 | default | TRUE
8.1509 | 8.7956 | automatic | consumer | household |  | 0 | default | TRUE
8.1509 | 8.7957 | automatic | consumer | household |  | 0 | default | TRUE
8.151 | 8.7958 | automatic | consumer | household |  | 0 | default | TRUE
8.151 | 8.7959 | automatic | consumer | household |  | 0 | default | TRUE
8.1509 | 8.7958 | automatic | consumer | household |  | 0 | default | TRUE
8.1507 | 8.7959 | automatic | consumer | household |  | 0 | default | TRUE
8.1506 | 8.7958 | automatic | consumer | household |  | 0 | default | TRUE
8.1506 | 8.7955 | automatic | consumer | household |  | 0 | default | TRUE
8.1505 | 8.7958 | automatic | consumer | household |  | 0 | default | TRUE
8.1503 | 8.7952 | automatic | consumer | household |  | 0 | default | TRUE
8.1504 | 8.7954 | automatic | consumer | household |  | 0 | default | TRUE
8.1502 | 8.7956 | automatic | consumer | household |  | 0 | default | TRUE
8.1499 | 8.7954 | automatic | consumer | household |  | 0 | default | TRUE
8.1503 | 8.7956 | automatic | consumer | household |  | 0 | default | TRUE
8.1505 | 8.796 | automatic | consumer | household |  | 0 | default | TRUE
8.1508 | 8.7961 | automatic | consumer | household |  | 0 | default | TRUE
8.1509 | 8.7964 | automatic | consumer | household |  | 0 | default | TRUE
8.1506 | 8.7962 | automatic | consumer | household |  | 0 | default | TRUE
8.1505 | 8.7963 | automatic | consumer | household |  | 0 | default | TRUE
8.1504 | 8.7963 | automatic | consumer | household |  | 0 | default | TRUE
8.1506 | 8.7964 | automatic | consumer | household |  | 0 | default | TRUE
8.1505 | 8.7965 | automatic | consumer | household |  | 0 | default | TRUE
8.1502 | 8.7967 | automatic | consumer | household |  | 0 | default | TRUE
8.1502 | 8.7965 | automatic | consumer | household |  | 0 | default | TRUE
8.1501 | 8.7963 | automatic | consumer | household |  | 0 | default | TRUE
8.15 | 8.7963 | automatic | consumer | household |  | 0 | default | TRUE
8.1498 | 8.7964 | automatic | consumer | household |  | 0 | default | TRUE
8.1498 | 8.7963 | automatic | consumer | household |  | 0 | default | TRUE
8.1497 | 8.7965 | automatic | consumer | household |  | 0 | default | TRUE
8.1497 | 8.7967 | automatic | consumer | household |  | 0 | default | TRUE
8.1495 | 8.7968 | automatic | consumer | household |  | 0 | default | TRUE
8.1493 | 8.797 | automatic | consumer | household |  | 0 | default | TRUE
8.1513 | 8.7966 | automatic | consumer | household |  | 0 | default | TRUE
8.1516 | 8.7964 | automatic | consumer | household |  | 0 | default | TRUE
8.1515 | 8.7962 | automatic | consumer | household |  | 0 | default | TRUE
8.1512 | 8.7962 | automatic | consumer | household |  | 0 | default | TRUE
8.151 | 8.7967 | automatic | consumer | household |  | 0 | default | TRUE
8.1509 | 8.7968 | automatic | consumer | household |  | 0 | default | TRUE
8.1506 | 8.797 | automatic | consumer | household |  | 0 | default | TRUE
8.1506 | 8.7969 | automatic | consumer | household |  | 0 | default | TRUE
8.1508 | 8.7969 | automatic | consumer | household |  | 0 | default | TRUE
8.1511 | 8.7972 | automatic | consumer | household |  | 0 | default | TRUE
8.1512 | 8.797 | automatic | consumer | household |  | 0 | default | TRUE
8.1508 | 8.7967 | automatic | consumer | household |  | 0 | default | TRUE
8.1503 | 8.7968 | automatic | consumer | household |  | 0 | default | TRUE
8.1497 | 8.797 | automatic | consumer | household |  | 0 | default | TRUE
8.1496 | 8.7966 | automatic | consumer | household |  | 0 | default | TRUE
8.1494 | 8.7966 | automatic | consumer | household |  | 0 | default | TRUE
8.1493 | 8.7965 | automatic | consumer | household |  | 0 | default | TRUE
8.1491 | 8.7963 | automatic | consumer | household |  | 0 | default | TRUE
8.1495 | 8.7964 | automatic | consumer | household |  | 0 | default | TRUE
8.1495 | 8.7963 | automatic | consumer | household |  | 0 | default | TRUE
8.1494 | 8.7962 | automatic | consumer | household |  | 0 | default | TRUE
8.1494 | 8.7961 | automatic | consumer | household |  | 0 | default | TRUE
8.1492 | 8.7966 | automatic | consumer | household |  | 0 | default | TRUE
8.1496 | 8.7961 | automatic | consumer | household |  | 0 | default | TRUE
8.1499 | 8.7961 | automatic | consumer | household |  | 0 | default | TRUE
8.1498 | 8.796 | automatic | consumer | household |  | 0 | default | TRUE
8.15 | 8.7958 | automatic | consumer | household |  | 0 | default | TRUE
8.1501 | 8.796 | automatic | consumer | household |  | 0 | default | TRUE
8.15 | 8.7959 | automatic | consumer | household |  | 0 | default | TRUE
8.1501 | 8.7959 | automatic | consumer | household |  | 0 | default | TRUE
8.1497 | 8.7957 | automatic | consumer | household |  | 0 | default | TRUE
8.1496 | 8.7958 | automatic | consumer | household |  | 0 | default | TRUE
8.1493 | 8.796 | automatic | consumer | household |  | 0 | default | TRUE
8.149 | 8.7961 | automatic | consumer | household |  | 0 | default | TRUE
8.1491 | 8.7955 | automatic | consumer | household |  | 0 | default | TRUE
8.149 | 8.7956 | automatic | consumer | household |  | 0 | default | TRUE
8.1469 | 8.7929 | automatic | consumer | household |  | 0 | default | TRUE
8.1469 | 8.793 | automatic | consumer | household |  | 0 | default | TRUE
8.1469 | 8.7932 | automatic | consumer | household |  | 0 | default | TRUE
8.1466 | 8.793 | automatic | consumer | household |  | 0 | default | TRUE
8.1467 | 8.7931 | automatic | consumer | household |  | 0 | default | TRUE
8.1468 | 8.7931 | automatic | consumer | household |  | 0 | default | TRUE
8.1469 | 8.7931 | automatic | consumer | household |  | 0 | default | TRUE
8.1466 | 8.7931 | automatic | consumer | household |  | 0 | default | TRUE
8.1466 | 8.7933 | automatic | consumer | household |  | 0 | default | TRUE
8.1466 | 8.7933 | automatic | consumer | household |  | 0 | default | TRUE
8.1464 | 8.7929 | automatic | consumer | household |  | 0 | default | TRUE
8.1464 | 8.793 | automatic | consumer | household |  | 0 | default | TRUE
8.1464 | 8.793 | automatic | consumer | household |  | 0 | default | TRUE
8.1464 | 8.793 | automatic | consumer | household |  | 0 | default | TRUE
8.1463 | 8.7931 | automatic | consumer | household |  | 0 | default | TRUE
8.1463 | 8.7931 | automatic | consumer | household |  | 0 | default | TRUE
8.1464 | 8.7934 | automatic | consumer | household |  | 0 | default | TRUE
8.1465 | 8.7934 | automatic | consumer | household |  | 0 | default | TRUE
8.1464 | 8.7934 | automatic | consumer | household |  | 0 | default | TRUE
8.1463 | 8.7934 | automatic | consumer | household |  | 0 | default | TRUE
8.1463 | 8.7937 | automatic | consumer | household |  | 0 | default | TRUE
8.1464 | 8.7938 | automatic | consumer | household |  | 0 | default | TRUE
8.1468 | 8.7934 | automatic | consumer | household |  | 0 | default | TRUE
8.1469 | 8.7936 | automatic | consumer | household |  | 0 | default | TRUE
8.147 | 8.7935 | automatic | consumer | household |  | 0 | default | TRUE
8.1467 | 8.7935 | automatic | consumer | household |  | 0 | default | TRUE
8.1467 | 8.7934 | automatic | consumer | household |  | 0 | default | TRUE
8.1468 | 8.7937 | automatic | consumer | household |  | 0 | default | TRUE
8.147 | 8.7937 | automatic | consumer | household |  | 0 | default | TRUE
8.1469 | 8.7938 | automatic | consumer | household |  | 0 | default | TRUE
8.1469 | 8.7938 | automatic | consumer | household |  | 0 | default | TRUE
8.1468 | 8.794 | automatic | consumer | household |  | 0 | default | TRUE
8.1469 | 8.7941 | automatic | consumer | household |  | 0 | default | TRUE
8.1469 | 8.794 | automatic | consumer | household |  | 0 | default | TRUE
8.1467 | 8.7938 | automatic | consumer | household |  | 0 | default | TRUE
8.1466 | 8.794 | automatic | consumer | household |  | 0 | default | TRUE
8.1468 | 8.7942 | automatic | consumer | household |  | 0 | default | TRUE
8.1469 | 8.7942 | automatic | consumer | household |  | 0 | default | TRUE
8.1469 | 8.7943 | automatic | consumer | household |  | 0 | default | TRUE
8.147 | 8.7943 | automatic | consumer | household |  | 0 | default | TRUE
8.1474 | 8.7942 | automatic | consumer | household |  | 0 | default | TRUE
8.1476 | 8.7941 | automatic | consumer | household |  | 0 | default | TRUE
8.1476 | 8.7942 | automatic | consumer | household |  | 0 | default | TRUE
8.1475 | 8.7942 | automatic | consumer | household |  | 0 | default | TRUE
8.1475 | 8.7944 | automatic | consumer | household |  | 0 | default | TRUE
8.1474 | 8.7943 | automatic | consumer | household |  | 0 | default | TRUE
8.1473 | 8.7942 | automatic | consumer | household |  | 0 | default | TRUE
8.1473 | 8.7941 | automatic | consumer | household |  | 0 | default | TRUE
8.1473 | 8.794 | automatic | consumer | household |  | 0 | default | TRUE
8.1473 | 8.7943 | automatic | consumer | household |  | 0 | default | TRUE
8.1472 | 8.7944 | automatic | consumer | household |  | 0 | default | TRUE
8.1471 | 8.7944 | automatic | consumer | household |  | 0 | default | TRUE
8.1483 | 8.7944 | automatic | consumer | household |  | 0 | default | TRUE
8.1482 | 8.7944 | automatic | consumer | household |  | 0 | default | TRUE
8.1482 | 8.7945 | automatic | consumer | household |  | 0 | default | TRUE
8.1481 | 8.7945 | automatic | consumer | household |  | 0 | default | TRUE
8.148 | 8.7945 | automatic | consumer | household |  | 0 | default | TRUE
8.148 | 8.7945 | automatic | consumer | household |  | 0 | default | TRUE
8.1477 | 8.7945 | automatic | consumer | household |  | 0 | default | TRUE
8.1477 | 8.7938 | automatic | consumer | household |  | 0 | default | TRUE
8.1479 | 8.7936 | automatic | consumer | household |  | 0 | default | TRUE
8.1479 | 8.7939 | automatic | consumer | household |  | 0 | default | TRUE
8.148 | 8.7939 | automatic | consumer | household |  | 0 | default | TRUE
8.148 | 8.7938 | automatic | consumer | household |  | 0 | default | TRUE
8.1478 | 8.794 | automatic | consumer | household |  | 0 | default | TRUE
8.1477 | 8.7941 | automatic | consumer | household |  | 0 | default | TRUE
8.1478 | 8.7942 | automatic | consumer | household |  | 0 | default | TRUE
8.1478 | 8.7943 | automatic | consumer | household |  | 0 | default | TRUE
8.1479 | 8.7942 | automatic | consumer | household |  | 0 | default | TRUE
8.1473 | 8.7933 | automatic | consumer | household |  | 0 | default | TRUE
8.1474 | 8.7934 | automatic | consumer | household |  | 0 | default | TRUE
8.1472 | 8.7934 | automatic | consumer | household |  | 0 | default | TRUE
8.1473 | 8.7935 | automatic | consumer | household |  | 0 | default | TRUE
8.1473 | 8.7936 | automatic | consumer | household |  | 0 | default | TRUE
8.1474 | 8.7936 | automatic | consumer | household |  | 0 | default | TRUE
8.1475 | 8.7938 | automatic | consumer | household |  | 0 | default | TRUE
8.1473 | 8.7938 | automatic | consumer | household |  | 0 | default | TRUE
8.1478 | 8.7937 | automatic | consumer | household |  | 0 | default | TRUE
8.1478 | 8.7938 | automatic | consumer | household |  | 0 | default | TRUE
8.1481 | 8.7941 | automatic | consumer | household |  | 0 | default | TRUE
8.148 | 8.7941 | automatic | consumer | household |  | 0 | default | TRUE
8.148 | 8.7942 | automatic | consumer | household |  | 0 | default | TRUE
8.1475 | 8.7945 | automatic | consumer | household |  | 0 | default | TRUE
8.1464 | 8.7935 | automatic | consumer | household |  | 0 | default | TRUE
8.1468 | 8.794 | automatic | consumer | household |  | 0 | default | TRUE
8.1438 | 8.7923 | automatic | consumer | household |  | 0 | default | TRUE
8.1437 | 8.7924 | automatic | consumer | household |  | 0 | default | TRUE
8.1436 | 8.7924 | automatic | consumer | household |  | 0 | default | TRUE
8.1439 | 8.7925 | automatic | consumer | household |  | 0 | default | TRUE
8.1438 | 8.7925 | automatic | consumer | household |  | 0 | default | TRUE
8.1438 | 8.7926 | automatic | consumer | household |  | 0 | default | TRUE
8.1438 | 8.7927 | automatic | consumer | household |  | 0 | default | TRUE
8.1436 | 8.7926 | automatic | consumer | household |  | 0 | default | TRUE
8.1438 | 8.7926 | automatic | consumer | household |  | 0 | default | TRUE
8.1437 | 8.7929 | automatic | consumer | household |  | 0 | default | TRUE
8.1438 | 8.7928 | automatic | consumer | household |  | 0 | default | TRUE
8.1439 | 8.7929 | automatic | consumer | household |  | 0 | default | TRUE
8.144 | 8.793 | automatic | consumer | household |  | 0 | default | TRUE
8.1441 | 8.7927 | automatic | consumer | household |  | 0 | default | TRUE
8.1441 | 8.7928 | automatic | consumer | household |  | 0 | default | TRUE
8.1441 | 8.7929 | automatic | consumer | household |  | 0 | default | TRUE
8.144 | 8.7928 | automatic | consumer | household |  | 0 | default | TRUE
8.1438 | 8.7928 | automatic | consumer | household |  | 0 | default | TRUE
8.1438 | 8.7927 | automatic | consumer | household |  | 0 | default | TRUE
8.1439 | 8.7928 | automatic | consumer | household |  | 0 | default | TRUE
8.1439 | 8.7928 | automatic | consumer | household |  | 0 | default | TRUE
8.1437 | 8.7932 | automatic | consumer | household |  | 0 | default | TRUE
8.1438 | 8.7933 | automatic | consumer | household |  | 0 | default | TRUE
8.1439 | 8.7933 | automatic | consumer | household |  | 0 | default | TRUE
8.1437 | 8.7935 | automatic | consumer | household |  | 0 | default | TRUE
8.1436 | 8.7935 | automatic | consumer | household |  | 0 | default | TRUE
8.1442 | 8.7934 | automatic | consumer | household |  | 0 | default | TRUE
8.1443 | 8.7937 | automatic | consumer | household |  | 0 | default | TRUE
8.1445 | 8.7939 | automatic | consumer | household |  | 0 | default | TRUE
8.1444 | 8.794 | automatic | consumer | household |  | 0 | default | TRUE
8.1442 | 8.7941 | automatic | consumer | household |  | 0 | default | TRUE
8.144 | 8.794 | automatic | consumer | household |  | 0 | default | TRUE
8.1442 | 8.794 | automatic | consumer | household |  | 0 | default | TRUE
8.1442 | 8.7942 | automatic | consumer | household |  | 0 | default | TRUE
8.1442 | 8.7944 | automatic | consumer | household |  | 0 | default | TRUE
8.144 | 8.7944 | automatic | consumer | household |  | 0 | default | TRUE
8.1444 | 8.7944 | automatic | consumer | household |  | 0 | default | TRUE
8.1445 | 8.7945 | automatic | consumer | household |  | 0 | default | TRUE
8.1447 | 8.7944 | automatic | consumer | household |  | 0 | default | TRUE
8.1448 | 8.7945 | automatic | consumer | household |  | 0 | default | TRUE
8.1444 | 8.7943 | automatic | consumer | household |  | 0 | default | TRUE
8.1447 | 8.7943 | automatic | consumer | household |  | 0 | default | TRUE
8.1448 | 8.7944 | automatic | consumer | household |  | 0 | default | TRUE
8.1442 | 8.7942 | automatic | consumer | household |  | 0 | default | TRUE
8.1445 | 8.7942 | automatic | consumer | household |  | 0 | default | TRUE
8.1446 | 8.7943 | automatic | consumer | household |  | 0 | default | TRUE
8.1442 | 8.7932 | automatic | consumer | household |  | 0 | default | TRUE
8.1442 | 8.7933 | automatic | consumer | household |  | 0 | default | TRUE
8.1443 | 8.7929 | automatic | consumer | household |  | 0 | default | TRUE
8.1443 | 8.7928 | automatic | consumer | household |  | 0 | default | TRUE
8.1444 | 8.7927 | automatic | consumer | household |  | 0 | default | TRUE
8.1446 | 8.7931 | automatic | consumer | household |  | 0 | default | TRUE
8.1446 | 8.793 | automatic | consumer | household |  | 0 | default | TRUE
8.1446 | 8.793 | automatic | consumer | household |  | 0 | default | TRUE
8.1446 | 8.7929 | automatic | consumer | household |  | 0 | default | TRUE
8.1442 | 8.7925 | automatic | consumer | household |  | 0 | default | TRUE
8.1441 | 8.7925 | automatic | consumer | household |  | 0 | default | TRUE
8.1442 | 8.7926 | automatic | consumer | household |  | 0 | default | TRUE
8.1446 | 8.7944 | automatic | consumer | household |  | 0 | default | TRUE
8.1442 | 8.7937 | automatic | consumer | household |  | 0 | default | TRUE
8.1451 | 8.7938 | automatic | consumer | household |  | 0 | default | TRUE
8.1452 | 8.7939 | automatic | consumer | household |  | 0 | default | TRUE
8.1451 | 8.794 | automatic | consumer | household |  | 0 | default | TRUE
8.1449 | 8.7942 | automatic | consumer | household |  | 0 | default | TRUE
8.1452 | 8.7945 | automatic | consumer | household |  | 0 | default | TRUE
8.1453 | 8.7945 | automatic | consumer | household |  | 0 | default | TRUE
8.1453 | 8.7944 | automatic | consumer | household |  | 0 | default | TRUE
8.1454 | 8.7942 | automatic | consumer | household |  | 0 | default | TRUE
8.1452 | 8.7942 | automatic | consumer | household |  | 0 | default | TRUE
8.1451 | 8.7941 | automatic | consumer | household |  | 0 | default | TRUE
8.145 | 8.7942 | automatic | consumer | household |  | 0 | default | TRUE
8.145 | 8.7942 | automatic | consumer | household |  | 0 | default | TRUE
8.1454 | 8.794 | automatic | consumer | household |  | 0 | default | TRUE
8.1455 | 8.7938 | automatic | consumer | household |  | 0 | default | TRUE
8.1455 | 8.7937 | automatic | consumer | household |  | 0 | default | TRUE
8.1451 | 8.7936 | automatic | consumer | household |  | 0 | default | TRUE
8.1454 | 8.7936 | automatic | consumer | household |  | 0 | default | TRUE
8.1452 | 8.7935 | automatic | consumer | household |  | 0 | default | TRUE
8.1453 | 8.7933 | automatic | consumer | household |  | 0 | default | TRUE
8.1455 | 8.7935 | automatic | consumer | household |  | 0 | default | TRUE
8.146 | 8.7938 | automatic | consumer | household |  | 0 | default | TRUE
8.1461 | 8.7945 | automatic | consumer | household |  | 0 | default | TRUE
8.1449 | 8.7938 | automatic | consumer | household |  | 0 | default | TRUE
8.1462 | 8.7936 | automatic | consumer | household |  | 0 | default | TRUE
8.1462 | 8.7935 | automatic | consumer | household |  | 0 | default | TRUE
8.146 | 8.7935 | automatic | consumer | household |  | 0 | default | TRUE
8.1459 | 8.7933 | automatic | consumer | household |  | 0 | default | TRUE
8.146 | 8.7932 | automatic | consumer | household |  | 0 | default | TRUE
8.1461 | 8.793 | automatic | consumer | household |  | 0 | default | TRUE
8.146 | 8.7929 | automatic | consumer | household |  | 0 | default | TRUE
8.146 | 8.793 | automatic | consumer | household |  | 0 | default | TRUE
8.146 | 8.7928 | automatic | consumer | household |  | 0 | default | TRUE
8.1459 | 8.7928 | automatic | consumer | household |  | 0 | default | TRUE
8.1458 | 8.7931 | automatic | consumer | household |  | 0 | default | TRUE
8.1456 | 8.7931 | automatic | consumer | household |  | 0 | default | TRUE
8.1455 | 8.7928 | automatic | consumer | household |  | 0 | default | TRUE
8.1458 | 8.7928 | automatic | consumer | household |  | 0 | default | TRUE
8.1459 | 8.793 | automatic | consumer | household |  | 0 | default | TRUE
8.1459 | 8.7931 | automatic | consumer | household |  | 0 | default | TRUE
8.1457 | 8.7929 | automatic | consumer | household |  | 0 | default | TRUE
8.1458 | 8.793 | automatic | consumer | household |  | 0 | default | TRUE
8.1457 | 8.7926 | automatic | consumer | household |  | 0 | default | TRUE
8.1456 | 8.7927 | automatic | consumer | household |  | 0 | default | TRUE
8.1456 | 8.7924 | automatic | consumer | household |  | 0 | default | TRUE
8.1457 | 8.7923 | automatic | consumer | household |  | 0 | default | TRUE
8.1455 | 8.7922 | automatic | consumer | household |  | 0 | default | TRUE
8.1455 | 8.7923 | automatic | consumer | household |  | 0 | default | TRUE
8.1454 | 8.7921 | automatic | consumer | household |  | 0 | default | TRUE
8.1454 | 8.7922 | automatic | consumer | household |  | 0 | default | TRUE
8.1454 | 8.7923 | automatic | consumer | household |  | 0 | default | TRUE
8.1452 | 8.7922 | automatic | consumer | household |  | 0 | default | TRUE
8.1452 | 8.7924 | automatic | consumer | household |  | 0 | default | TRUE
8.1454 | 8.7925 | automatic | consumer | household |  | 0 | default | TRUE
8.1455 | 8.7926 | automatic | consumer | household |  | 0 | default | TRUE
8.1453 | 8.7926 | automatic | consumer | household |  | 0 | default | TRUE
8.145 | 8.7923 | automatic | consumer | household |  | 0 | default | TRUE
8.145 | 8.7922 | automatic | consumer | household |  | 0 | default | TRUE
8.145 | 8.7922 | automatic | consumer | household |  | 0 | default | TRUE
8.145 | 8.7923 | automatic | consumer | household |  | 0 | default | TRUE
8.1448 | 8.7923 | automatic | consumer | household |  | 0 | default | TRUE
8.1449 | 8.7923 | automatic | consumer | household |  | 0 | default | TRUE
8.1452 | 8.7927 | automatic | consumer | household |  | 0 | default | TRUE
8.1453 | 8.7928 | automatic | consumer | household |  | 0 | default | TRUE
8.1452 | 8.7929 | automatic | consumer | household |  | 0 | default | TRUE
8.1453 | 8.7929 | automatic | consumer | household |  | 0 | default | TRUE
8.1455 | 8.793 | automatic | consumer | household |  | 0 | default | TRUE
8.1454 | 8.793 | automatic | consumer | household |  | 0 | default | TRUE
8.1452 | 8.793 | automatic | consumer | household |  | 0 | default | TRUE
8.1452 | 8.7929 | automatic | consumer | household |  | 0 | default | TRUE
8.1448 | 8.7924 | automatic | consumer | household |  | 0 | default | TRUE
8.145 | 8.7925 | automatic | consumer | household |  | 0 | default | TRUE
8.1448 | 8.7925 | automatic | consumer | household |  | 0 | default | TRUE
8.1449 | 8.7927 | automatic | consumer | household |  | 0 | default | TRUE
8.1451 | 8.7926 | automatic | consumer | household |  | 0 | default | TRUE
8.1451 | 8.7928 | automatic | consumer | household |  | 0 | default | TRUE
8.145 | 8.7921 | automatic | consumer | household |  | 0 | default | TRUE
8.1447 | 8.7921 | automatic | consumer | household |  | 0 | default | TRUE
8.1445 | 8.7922 | automatic | consumer | household |  | 0 | default | TRUE
8.1446 | 8.7927 | automatic | consumer | household |  | 0 | default | TRUE
8.1445 | 8.7927 | automatic | consumer | household |  | 0 | default | TRUE
8.1445 | 8.7927 | automatic | consumer | household |  | 0 | default | TRUE
8.1443 | 8.7924 | automatic | consumer | household |  | 0 | default | TRUE
8.1443 | 8.7925 | automatic | consumer | household |  | 0 | default | TRUE
8.1444 | 8.7926 | automatic | consumer | household |  | 0 | default | TRUE
8.1439 | 8.7925 | automatic | consumer | household |  | 0 | default | TRUE
8.1449 | 8.7931 | automatic | consumer | household |  | 0 | default | TRUE
8.1447 | 8.7932 | automatic | consumer | household |  | 0 | default | TRUE
8.1447 | 8.7929 | automatic | consumer | household |  | 0 | default | TRUE
8.1448 | 8.7929 | automatic | consumer | household |  | 0 | default | TRUE
8.141 | 8.7938 | automatic | consumer | household |  | 0 | default | TRUE
8.1413 | 8.7939 | automatic | consumer | household |  | 0 | default | TRUE
8.1414 | 8.7936 | automatic | consumer | household |  | 0 | default | TRUE
8.1415 | 8.7933 | automatic | consumer | household |  | 0 | default | TRUE
8.1418 | 8.7931 | automatic | consumer | household |  | 0 | default | TRUE
8.1414 | 8.7931 | automatic | consumer | household |  | 0 | default | TRUE
8.1416 | 8.793 | automatic | consumer | household |  | 0 | default | TRUE
8.1422 | 8.7934 | automatic | consumer | household |  | 0 | default | TRUE
8.1423 | 8.7935 | automatic | consumer | household |  | 0 | default | TRUE
8.1422 | 8.7935 | automatic | consumer | household |  | 0 | default | TRUE
8.1421 | 8.7933 | automatic | consumer | household |  | 0 | default | TRUE
8.1421 | 8.7932 | automatic | consumer | household |  | 0 | default | TRUE
8.1423 | 8.7933 | automatic | consumer | household |  | 0 | default | TRUE
8.1424 | 8.7934 | automatic | consumer | household |  | 0 | default | TRUE
8.142 | 8.7937 | automatic | consumer | household |  | 0 | default | TRUE
8.142 | 8.7944 | automatic | consumer | household |  | 0 | default | TRUE
8.143 | 8.7943 | automatic | consumer | household |  | 0 | default | TRUE
8.1429 | 8.794 | automatic | consumer | household |  | 0 | default | TRUE
8.1428 | 8.7941 | automatic | consumer | household |  | 0 | default | TRUE
8.1431 | 8.7939 | automatic | consumer | household |  | 0 | default | TRUE
8.143 | 8.7937 | automatic | consumer | household |  | 0 | default | TRUE
8.1434 | 8.7938 | automatic | consumer | household |  | 0 | default | TRUE
8.1433 | 8.7928 | automatic | consumer | household |  | 0 | default | TRUE
8.1433 | 8.7927 | automatic | consumer | household |  | 0 | default | TRUE
8.1433 | 8.7924 | automatic | consumer | household |  | 0 | default | TRUE
8.1434 | 8.7924 | automatic | consumer | household |  | 0 | default | TRUE
8.1434 | 8.7919 | automatic | consumer | household |  | 0 | default | TRUE
8.1433 | 8.7921 | automatic | consumer | household |  | 0 | default | TRUE
8.1432 | 8.7922 | automatic | consumer | household |  | 0 | default | TRUE
8.1429 | 8.7919 | automatic | consumer | household |  | 0 | default | TRUE
8.1428 | 8.792 | automatic | consumer | household |  | 0 | default | TRUE
8.1428 | 8.7923 | automatic | consumer | household |  | 0 | default | TRUE
8.1426 | 8.7919 | automatic | consumer | household |  | 0 | default | TRUE
8.1426 | 8.7919 | automatic | consumer | household |  | 0 | default | TRUE
8.1425 | 8.7922 | automatic | consumer | household |  | 0 | default | TRUE
8.1421 | 8.7925 | automatic | consumer | household |  | 0 | default | TRUE
8.1425 | 8.7926 | automatic | consumer | household |  | 0 | default | TRUE
8.1423 | 8.7926 | automatic | consumer | household |  | 0 | default | TRUE
8.1423 | 8.7929 | automatic | consumer | household |  | 0 | default | TRUE
8.1423 | 8.7928 | automatic | consumer | household |  | 0 | default | TRUE
8.1422 | 8.7928 | automatic | consumer | household |  | 0 | default | TRUE
8.142 | 8.7927 | automatic | consumer | household |  | 0 | default | TRUE
8.1418 | 8.7927 | automatic | consumer | household |  | 0 | default | TRUE
8.1416 | 8.7927 | automatic | consumer | household |  | 0 | default | TRUE
8.1425 | 8.793 | automatic | consumer | household |  | 0 | default | TRUE
8.1427 | 8.7926 | automatic | consumer | household |  | 0 | default | TRUE
8.1426 | 8.7926 | automatic | consumer | household |  | 0 | default | TRUE
8.1425 | 8.7928 | automatic | consumer | household |  | 0 | default | TRUE
8.1419 | 8.7948 | automatic | consumer | household |  | 0 | default | TRUE
8.1425 | 8.7955 | automatic | consumer | household |  | 0 | default | TRUE
8.1423 | 8.7953 | automatic | consumer | household |  | 0 | default | TRUE
8.1423 | 8.7955 | automatic | consumer | household |  | 0 | default | TRUE
8.1422 | 8.7955 | automatic | consumer | household |  | 0 | default | TRUE
8.1422 | 8.7953 | automatic | consumer | household |  | 0 | default | TRUE
8.1421 | 8.7955 | automatic | consumer | household |  | 0 | default | TRUE
8.1421 | 8.7953 | automatic | consumer | household |  | 0 | default | TRUE
8.1429 | 8.795 | automatic | consumer | household |  | 0 | default | TRUE
8.1429 | 8.7951 | automatic | consumer | household |  | 0 | default | TRUE
8.1428 | 8.7953 | automatic | consumer | household |  | 0 | default | TRUE
8.1429 | 8.7955 | automatic | consumer | household |  | 0 | default | TRUE
8.1427 | 8.7955 | automatic | consumer | household |  | 0 | default | TRUE
8.1432 | 8.7949 | automatic | consumer | household |  | 0 | default | TRUE
8.1432 | 8.795 | automatic | consumer | household |  | 0 | default | TRUE
8.1434 | 8.7951 | automatic | consumer | household |  | 0 | default | TRUE
8.1434 | 8.7955 | automatic | consumer | household |  | 0 | default | TRUE
8.1434 | 8.7956 | automatic | consumer | household |  | 0 | default | TRUE
8.1433 | 8.7954 | automatic | consumer | household |  | 0 | default | TRUE
8.1435 | 8.796 | automatic | consumer | household |  | 0 | default | TRUE
8.1434 | 8.7957 | automatic | consumer | household |  | 0 | default | TRUE
8.1431 | 8.7957 | automatic | consumer | household |  | 0 | default | TRUE
8.1433 | 8.7958 | automatic | consumer | household |  | 0 | default | TRUE
8.1432 | 8.7958 | automatic | consumer | household |  | 0 | default | TRUE
8.1432 | 8.796 | automatic | consumer | household |  | 0 | default | TRUE
8.1428 | 8.796 | automatic | consumer | household |  | 0 | default | TRUE
8.1435 | 8.7963 | automatic | consumer | household |  | 0 | default | TRUE
8.1434 | 8.7961 | automatic | consumer | household |  | 0 | default | TRUE
8.1431 | 8.7964 | automatic | consumer | household |  | 0 | default | TRUE
8.1431 | 8.7963 | automatic | consumer | household |  | 0 | default | TRUE
8.1429 | 8.7964 | automatic | consumer | household |  | 0 | default | TRUE
8.1428 | 8.7962 | automatic | consumer | household |  | 0 | default | TRUE
8.1427 | 8.7963 | automatic | consumer | household |  | 0 | default | TRUE
8.1426 | 8.7962 | automatic | consumer | household |  | 0 | default | TRUE
8.1427 | 8.7958 | automatic | consumer | household |  | 0 | default | TRUE
8.1427 | 8.7958 | automatic | consumer | household |  | 0 | default | TRUE
8.1429 | 8.7967 | automatic | consumer | household |  | 0 | default | TRUE
8.1432 | 8.7968 | automatic | consumer | household |  | 0 | default | TRUE
8.1425 | 8.7969 | automatic | consumer | household |  | 0 | default | TRUE
8.1431 | 8.7967 | automatic | consumer | household |  | 0 | default | TRUE
8.1433 | 8.7963 | automatic | consumer | household |  | 0 | default | TRUE
8.1433 | 8.7964 | automatic | consumer | household |  | 0 | default | TRUE
8.1434 | 8.7968 | automatic | consumer | household |  | 0 | default | TRUE
8.1433 | 8.797 | automatic | consumer | household |  | 0 | default | TRUE
8.1432 | 8.797 | automatic | consumer | household |  | 0 | default | TRUE
8.142 | 8.7969 | automatic | consumer | household |  | 0 | default | TRUE
8.1418 | 8.7967 | automatic | consumer | household |  | 0 | default | TRUE
8.1418 | 8.7965 | automatic | consumer | household |  | 0 | default | TRUE
8.1421 | 8.7959 | automatic | consumer | household |  | 0 | default | TRUE
8.1411 | 8.7964 | automatic | consumer | household |  | 0 | default | TRUE
8.1452 | 8.7916 | automatic | consumer | household |  | 0 | default | TRUE
8.1447 | 8.7916 | automatic | consumer | household |  | 0 | default | TRUE
8.1451 | 8.7919 | automatic | consumer | household |  | 0 | default | TRUE
8.1427 | 8.7903 | automatic | consumer | household |  | 0 | default | TRUE
8.1424 | 8.7905 | automatic | consumer | household |  | 0 | default | TRUE
8.1426 | 8.7907 | automatic | consumer | household |  | 0 | default | TRUE
8.1428 | 8.7908 | automatic | consumer | household |  | 0 | default | TRUE
8.1429 | 8.791 | automatic | consumer | household |  | 0 | default | TRUE
8.142 | 8.7912 | automatic | consumer | household |  | 0 | default | TRUE
8.1413 | 8.791 | automatic | consumer | household |  | 0 | default | TRUE
8.1412 | 8.7909 | automatic | consumer | household |  | 0 | default | TRUE
8.1413 | 8.7918 | automatic | consumer | household |  | 0 | default | TRUE
8.1396 | 8.7963 | automatic | consumer | household |  | 0 | default | TRUE
8.1491 | 8.8059 | automatic | consumer | household |  | 0 | default | TRUE
8.1493 | 8.8058 | automatic | consumer | household |  | 0 | default | TRUE
8.1496 | 8.806 | automatic | consumer | household |  | 0 | default | TRUE
8.1498 | 8.806 | automatic | consumer | household |  | 0 | default | TRUE
8.1496 | 8.8057 | automatic | consumer | household |  | 0 | default | TRUE
8.1498 | 8.8058 | automatic | consumer | household |  | 0 | default | TRUE
8.1492 | 8.8067 | automatic | consumer | household |  | 0 | default | TRUE
8.1494 | 8.8067 | automatic | consumer | household |  | 0 | default | TRUE
8.1492 | 8.8072 | automatic | consumer | household |  | 0 | default | TRUE
8.1493 | 8.8073 | automatic | consumer | household |  | 0 | default | TRUE
8.1494 | 8.8074 | automatic | consumer | household |  | 0 | default | TRUE
8.1497 | 8.8066 | automatic | consumer | household |  | 0 | default | TRUE
8.15 | 8.8069 | automatic | consumer | household |  | 0 | default | TRUE
8.1499 | 8.8067 | automatic | consumer | household |  | 0 | default | TRUE
8.1501 | 8.8068 | automatic | consumer | household |  | 0 | default | TRUE
8.1504 | 8.807 | automatic | consumer | household |  | 0 | default | TRUE
8.1503 | 8.8069 | automatic | consumer | household |  | 0 | default | TRUE
8.1503 | 8.8065 | automatic | consumer | household |  | 0 | default | TRUE
8.1503 | 8.8067 | automatic | consumer | household |  | 0 | default | TRUE
8.1502 | 8.8067 | automatic | consumer | household |  | 0 | default | TRUE
8.1507 | 8.8071 | automatic | consumer | household |  | 0 | default | TRUE
8.1506 | 8.807 | automatic | consumer | household |  | 0 | default | TRUE
8.1511 | 8.8069 | automatic | consumer | household |  | 0 | default | TRUE
8.1512 | 8.8063 | automatic | consumer | household |  | 0 | default | TRUE
8.1506 | 8.8077 | automatic | consumer | household |  | 0 | default | TRUE
8.1509 | 8.8082 | automatic | consumer | household |  | 0 | default | TRUE
8.1503 | 8.8081 | automatic | consumer | household |  | 0 | default | TRUE
8.1504 | 8.8082 | automatic | consumer | household |  | 0 | default | TRUE
8.15 | 8.8079 | automatic | consumer | household |  | 0 | default | TRUE
8.15 | 8.8081 | automatic | consumer | household |  | 0 | default | TRUE
8.1496 | 8.8079 | automatic | consumer | household |  | 0 | default | TRUE
8.1495 | 8.8075 | automatic | consumer | household |  | 0 | default | TRUE
8.1495 | 8.8076 | automatic | consumer | household |  | 0 | default | TRUE
8.1495 | 8.8077 | automatic | consumer | household |  | 0 | default | TRUE
8.1492 | 8.8078 | automatic | consumer | household |  | 0 | default | TRUE
8.1436 | 8.8046 | automatic | consumer | household |  | 0 | default | TRUE
8.1433 | 8.805 | automatic | consumer | household |  | 0 | default | TRUE
8.1432 | 8.8049 | automatic | consumer | household |  | 0 | default | TRUE
8.1425 | 8.8041 | automatic | consumer | household |  | 0 | default | TRUE
8.1426 | 8.8036 | automatic | consumer | household |  | 0 | default | TRUE
8.1423 | 8.8044 | automatic | consumer | household |  | 0 | default | TRUE
8.1423 | 8.8044 | automatic | consumer | household |  | 0 | default | TRUE
8.1427 | 8.8043 | automatic | consumer | household |  | 0 | default | TRUE
8.1428 | 8.8041 | automatic | consumer | household |  | 0 | default | TRUE
8.1428 | 8.8042 | automatic | consumer | household |  | 0 | default | TRUE
8.143 | 8.8041 | automatic | consumer | household |  | 0 | default | TRUE
8.143 | 8.8042 | automatic | consumer | household |  | 0 | default | TRUE
8.1431 | 8.8039 | automatic | consumer | household |  | 0 | default | TRUE
8.143 | 8.8039 | automatic | consumer | household |  | 0 | default | TRUE
8.143 | 8.8035 | automatic | consumer | household |  | 0 | default | TRUE
8.1432 | 8.8037 | automatic | consumer | household |  | 0 | default | TRUE
8.143 | 8.8029 | automatic | consumer | household |  | 0 | default | TRUE
8.1442 | 8.8001 | automatic | consumer | household |  | 0 | default | TRUE
8.1443 | 8.8003 | automatic | consumer | household |  | 0 | default | TRUE
8.1438 | 8.8003 | automatic | consumer | household |  | 0 | default | TRUE
8.1436 | 8.8002 | automatic | consumer | household |  | 0 | default | TRUE
8.1446 | 8.8 | automatic | consumer | household |  | 0 | default | TRUE
8.145 | 8.8024 | automatic | consumer | household |  | 0 | default | TRUE
8.1451 | 8.8024 | automatic | consumer | household |  | 0 | default | TRUE
8.1448 | 8.8023 | automatic | consumer | household |  | 0 | default | TRUE
8.1444 | 8.8021 | automatic | consumer | household |  | 0 | default | TRUE
8.1444 | 8.8023 | automatic | consumer | household |  | 0 | default | TRUE
8.1441 | 8.802 | automatic | consumer | household |  | 0 | default | TRUE
8.1442 | 8.8025 | automatic | consumer | household |  | 0 | default | TRUE
8.1445 | 8.8027 | automatic | consumer | household |  | 0 | default | TRUE
8.144 | 8.8026 | automatic | consumer | household |  | 0 | default | TRUE
8.1436 | 8.796 | automatic | consumer | household |  | 0 | default | TRUE
8.1436 | 8.7961 | automatic | consumer | household |  | 0 | default | TRUE
8.1438 | 8.7966 | automatic | consumer | household |  | 0 | default | TRUE
8.1438 | 8.7962 | automatic | consumer | household |  | 0 | default | TRUE
8.1438 | 8.7964 | automatic | consumer | household |  | 0 | default | TRUE
8.144 | 8.7963 | automatic | consumer | household |  | 0 | default | TRUE
8.1436 | 8.7963 | automatic | consumer | household |  | 0 | default | TRUE
8.1438 | 8.7963 | automatic | consumer | household |  | 0 | default | TRUE
8.1439 | 8.7965 | automatic | consumer | household |  | 0 | default | TRUE
8.144 | 8.7965 | automatic | consumer | household |  | 0 | default | TRUE
8.1439 | 8.7964 | automatic | consumer | household |  | 0 | default | TRUE
8.1442 | 8.7966 | automatic | consumer | household |  | 0 | default | TRUE
8.1441 | 8.7964 | automatic | consumer | household |  | 0 | default | TRUE
8.144 | 8.7961 | automatic | consumer | household |  | 0 | default | TRUE
8.1441 | 8.7961 | automatic | consumer | household |  | 0 | default | TRUE
8.1442 | 8.7964 | automatic | consumer | household |  | 0 | default | TRUE
8.1447 | 8.7968 | automatic | consumer | household |  | 0 | default | TRUE
8.1445 | 8.7968 | automatic | consumer | household |  | 0 | default | TRUE
8.1444 | 8.7968 | automatic | consumer | household |  | 0 | default | TRUE
8.1446 | 8.797 | automatic | consumer | household |  | 0 | default | TRUE
8.1448 | 8.7969 | automatic | consumer | household |  | 0 | default | TRUE
8.1446 | 8.7963 | automatic | consumer | household |  | 0 | default | TRUE
8.1448 | 8.797 | automatic | consumer | household |  | 0 | default | TRUE
8.1448 | 8.7973 | automatic | consumer | household |  | 0 | default | TRUE
8.1448 | 8.7962 | automatic | consumer | household |  | 0 | default | TRUE
8.1443 | 8.7962 | automatic | consumer | household |  | 0 | default | TRUE
8.1447 | 8.796 | automatic | consumer | household |  | 0 | default | TRUE
8.1446 | 8.7961 | automatic | consumer | household |  | 0 | default | TRUE
8.1447 | 8.7962 | automatic | consumer | household |  | 0 | default | TRUE
8.1442 | 8.7962 | automatic | consumer | household |  | 0 | default | TRUE
8.144 | 8.796 | automatic | consumer | household |  | 0 | default | TRUE
8.1455 | 8.8058 | automatic | consumer | household |  | 0 | default | TRUE
8.145 | 8.7965 | automatic | consumer | household |  | 0 | default | TRUE
8.1453 | 8.797 | automatic | consumer | household |  | 0 | default | TRUE
8.1451 | 8.7972 | automatic | consumer | household |  | 0 | default | TRUE
8.1451 | 8.7968 | automatic | consumer | household |  | 0 | default | TRUE
8.145 | 8.797 | automatic | consumer | household |  | 0 | default | TRUE
8.1449 | 8.7969 | automatic | consumer | household |  | 0 | default | TRUE
8.1449 | 8.7971 | automatic | consumer | household |  | 0 | default | TRUE
8.1453 | 8.7965 | automatic | consumer | household |  | 0 | default | TRUE
8.145 | 8.7966 | automatic | consumer | household |  | 0 | default | TRUE
8.145 | 8.7961 | automatic | consumer | household |  | 0 | default | TRUE
8.145 | 8.7962 | automatic | consumer | household |  | 0 | default | TRUE
8.1449 | 8.7961 | automatic | consumer | household |  | 0 | default | TRUE
8.1448 | 8.7947 | automatic | consumer | household |  | 0 | default | TRUE
8.1448 | 8.7948 | automatic | consumer | household |  | 0 | default | TRUE
8.1447 | 8.7952 | automatic | consumer | household |  | 0 | default | TRUE
8.1446 | 8.7948 | automatic | consumer | household |  | 0 | default | TRUE
8.1445 | 8.7947 | automatic | consumer | household |  | 0 | default | TRUE
8.1444 | 8.7947 | automatic | consumer | household |  | 0 | default | TRUE
8.1443 | 8.7946 | automatic | consumer | household |  | 0 | default | TRUE
8.1442 | 8.7948 | automatic | consumer | household |  | 0 | default | TRUE
8.1441 | 8.7947 | automatic | consumer | household |  | 0 | default | TRUE
8.1442 | 8.7948 | automatic | consumer | household |  | 0 | default | TRUE
8.144 | 8.795 | automatic | consumer | household |  | 0 | default | TRUE
8.1441 | 8.795 | automatic | consumer | household |  | 0 | default | TRUE
8.1443 | 8.7951 | automatic | consumer | household |  | 0 | default | TRUE
8.1444 | 8.795 | automatic | consumer | household |  | 0 | default | TRUE
8.1442 | 8.7949 | automatic | consumer | household |  | 0 | default | TRUE
8.1441 | 8.7949 | automatic | consumer | household |  | 0 | default | TRUE
8.1445 | 8.7952 | automatic | consumer | household |  | 0 | default | TRUE
8.1447 | 8.7951 | automatic | consumer | household |  | 0 | default | TRUE
8.1446 | 8.795 | automatic | consumer | household |  | 0 | default | TRUE
8.1443 | 8.7955 | automatic | consumer | household |  | 0 | default | TRUE
8.1442 | 8.7955 | automatic | consumer | household |  | 0 | default | TRUE
8.144 | 8.7954 | automatic | consumer | household |  | 0 | default | TRUE
8.1441 | 8.7953 | automatic | consumer | household |  | 0 | default | TRUE
8.144 | 8.7956 | automatic | consumer | household |  | 0 | default | TRUE
8.1438 | 8.7956 | automatic | consumer | household |  | 0 | default | TRUE
8.1436 | 8.7952 | automatic | consumer | household |  | 0 | default | TRUE
8.1437 | 8.7951 | automatic | consumer | household |  | 0 | default | TRUE
8.1438 | 8.7952 | automatic | consumer | household |  | 0 | default | TRUE
8.1439 | 8.7955 | automatic | consumer | household |  | 0 | default | TRUE
8.1438 | 8.7955 | automatic | consumer | household |  | 0 | default | TRUE
8.1441 | 8.7952 | automatic | consumer | household |  | 0 | default | TRUE
8.1448 | 8.7954 | automatic | consumer | household |  | 0 | default | TRUE
8.1446 | 8.7953 | automatic | consumer | household |  | 0 | default | TRUE
8.1446 | 8.7953 | automatic | consumer | household |  | 0 | default | TRUE
8.1447 | 8.7952 | automatic | consumer | household |  | 0 | default | TRUE
8.1447 | 8.7955 | automatic | consumer | household |  | 0 | default | TRUE
8.1448 | 8.7956 | automatic | consumer | household |  | 0 | default | TRUE
8.1444 | 8.7957 | automatic | consumer | household |  | 0 | default | TRUE
8.1445 | 8.7957 | automatic | consumer | household |  | 0 | default | TRUE
8.1446 | 8.7955 | automatic | consumer | household |  | 0 | default | TRUE
8.1446 | 8.7956 | automatic | consumer | household |  | 0 | default | TRUE
8.1448 | 8.7958 | automatic | consumer | household |  | 0 | default | TRUE
8.1446 | 8.7957 | automatic | consumer | household |  | 0 | default | TRUE
8.1446 | 8.7958 | automatic | consumer | household |  | 0 | default | TRUE
8.1446 | 8.7956 | automatic | consumer | household |  | 0 | default | TRUE
8.1443 | 8.7958 | automatic | consumer | household |  | 0 | default | TRUE
8.1447 | 8.7958 | automatic | consumer | household |  | 0 | default | TRUE
8.1444 | 8.7954 | automatic | consumer | household |  | 0 | default | TRUE
8.1443 | 8.7952 | automatic | consumer | household |  | 0 | default | TRUE
8.1528 | 8.8111 | automatic | consumer | household |  | 0 | default | TRUE
8.1475 | 8.7951 | automatic | consumer | household |  | 0 | default | TRUE
8.1473 | 8.7963 | automatic | consumer | household |  | 0 | default | TRUE
8.1471 | 8.7965 | automatic | consumer | household |  | 0 | default | TRUE
8.1471 | 8.7963 | automatic | consumer | household |  | 0 | default | TRUE
8.1472 | 8.7962 | automatic | consumer | household |  | 0 | default | TRUE
8.1475 | 8.7958 | automatic | consumer | household |  | 0 | default | TRUE
8.1464 | 8.7954 | automatic | consumer | household |  | 0 | default | TRUE
8.1468 | 8.7962 | automatic | consumer | household |  | 0 | default | TRUE
8.1471 | 8.7959 | automatic | consumer | household |  | 0 | default | TRUE
8.147 | 8.7958 | automatic | consumer | household |  | 0 | default | TRUE
8.1471 | 8.796 | automatic | consumer | household |  | 0 | default | TRUE
8.1476 | 8.7966 | automatic | consumer | household |  | 0 | default | TRUE
8.1479 | 8.7968 | automatic | consumer | household |  | 0 | default | TRUE
8.148 | 8.7966 | automatic | consumer | household |  | 0 | default | TRUE
8.1481 | 8.7972 | automatic | consumer | household |  | 0 | default | TRUE
8.148 | 8.7972 | automatic | consumer | household |  | 0 | default | TRUE
8.1482 | 8.7971 | automatic | consumer | household |  | 0 | default | TRUE
8.1485 | 8.797 | automatic | consumer | household |  | 0 | default | TRUE
8.1486 | 8.7963 | automatic | consumer | household |  | 0 | default | TRUE
8.1485 | 8.7962 | automatic | consumer | household |  | 0 | default | TRUE
8.1483 | 8.7967 | automatic | consumer | household |  | 0 | default | TRUE
8.1482 | 8.7968 | automatic | consumer | household |  | 0 | default | TRUE
8.1481 | 8.7969 | automatic | consumer | household |  | 0 | default | TRUE
8.1484 | 8.7971 | automatic | consumer | household |  | 0 | default | TRUE
8.1487 | 8.7971 | automatic | consumer | household |  | 0 | default | TRUE
8.1488 | 8.7972 | automatic | consumer | household |  | 0 | default | TRUE
8.1481 | 8.7962 | automatic | consumer | household |  | 0 | default | TRUE
8.1481 | 8.7959 | automatic | consumer | household |  | 0 | default | TRUE
8.1483 | 8.7956 | automatic | consumer | household |  | 0 | default | TRUE
8.1484 | 8.7963 | automatic | consumer | household |  | 0 | default | TRUE
8.1482 | 8.7958 | automatic | consumer | household |  | 0 | default | TRUE
8.1482 | 8.7961 | automatic | consumer | household |  | 0 | default | TRUE
8.1487 | 8.7959 | automatic | consumer | household |  | 0 | default | TRUE
8.1481 | 8.7957 | automatic | consumer | household |  | 0 | default | TRUE
8.1479 | 8.7961 | automatic | consumer | household |  | 0 | default | TRUE
8.1478 | 8.7961 | automatic | consumer | household |  | 0 | default | TRUE
8.1486 | 8.7972 | automatic | consumer | household |  | 0 | default | TRUE
8.1474 | 8.7969 | automatic | consumer | household |  | 0 | default | TRUE
8.1473 | 8.797 | automatic | consumer | household |  | 0 | default | TRUE
8.1475 | 8.7964 | automatic | consumer | household |  | 0 | default | TRUE
8.1476 | 8.7969 | automatic | consumer | household |  | 0 | default | TRUE
8.1477 | 8.7962 | automatic | consumer | household |  | 0 | default | TRUE
8.1477 | 8.7961 | automatic | consumer | household |  | 0 | default | TRUE
8.1477 | 8.7967 | automatic | consumer | household |  | 0 | default | TRUE
8.1476 | 8.7967 | automatic | consumer | household |  | 0 | default | TRUE
8.1474 | 8.7956 | automatic | consumer | household |  | 0 | default | TRUE
8.1485 | 8.7948 | automatic | consumer | household |  | 0 | default | TRUE
8.1482 | 8.795 | automatic | consumer | household |  | 0 | default | TRUE
8.1483 | 8.7946 | automatic | consumer | household |  | 0 | default | TRUE
8.1482 | 8.7947 | automatic | consumer | household |  | 0 | default | TRUE
8.1472 | 8.7953 | automatic | consumer | household |  | 0 | default | TRUE
8.1468 | 8.795 | automatic | consumer | household |  | 0 | default | TRUE
8.1466 | 8.7958 | automatic | consumer | household |  | 0 | default | TRUE
8.1468 | 8.7959 | automatic | consumer | household |  | 0 | default | TRUE
8.1468 | 8.7962 | automatic | consumer | household |  | 0 | default | TRUE
8.1468 | 8.7966 | automatic | consumer | household |  | 0 | default | TRUE
8.1468 | 8.7966 | automatic | consumer | household |  | 0 | default | TRUE
8.1466 | 8.7966 | automatic | consumer | household |  | 0 | default | TRUE
8.1468 | 8.7965 | automatic | consumer | household |  | 0 | default | TRUE
8.1468 | 8.7968 | automatic | consumer | household |  | 0 | default | TRUE
8.1472 | 8.7972 | automatic | consumer | household |  | 0 | default | TRUE
8.1472 | 8.7971 | automatic | consumer | household |  | 0 | default | TRUE
8.147 | 8.7969 | automatic | consumer | household |  | 0 | default | TRUE
8.1469 | 8.797 | automatic | consumer | household |  | 0 | default | TRUE
8.147 | 8.7968 | automatic | consumer | household |  | 0 | default | TRUE
8.1471 | 8.7972 | automatic | consumer | household |  | 0 | default | TRUE
8.147 | 8.7968 | automatic | consumer | household |  | 0 | default | TRUE
8.1467 | 8.797 | automatic | consumer | household |  | 0 | default | TRUE
8.1466 | 8.7969 | automatic | consumer | household |  | 0 | default | TRUE
8.1465 | 8.7969 | automatic | consumer | household |  | 0 | default | TRUE
8.1465 | 8.7969 | automatic | consumer | household |  | 0 | default | TRUE
8.1464 | 8.7969 | automatic | consumer | household |  | 0 | default | TRUE
8.1464 | 8.797 | automatic | consumer | household |  | 0 | default | TRUE
8.1464 | 8.797 | automatic | consumer | household |  | 0 | default | TRUE
8.1467 | 8.7971 | automatic | consumer | household |  | 0 | default | TRUE
8.1468 | 8.7971 | automatic | consumer | household |  | 0 | default | TRUE
8.1466 | 8.797 | automatic | consumer | household |  | 0 | default | TRUE
8.1466 | 8.7971 | automatic | consumer | household |  | 0 | default | TRUE
8.1467 | 8.7967 | automatic | consumer | household |  | 0 | default | TRUE
8.1467 | 8.7969 | automatic | consumer | household |  | 0 | default | TRUE
8.1465 | 8.7967 | automatic | consumer | household |  | 0 | default | TRUE
8.1466 | 8.7963 | automatic | consumer | household |  | 0 | default | TRUE
8.1465 | 8.7965 | automatic | consumer | household |  | 0 | default | TRUE
8.1473 | 8.7965 | automatic | consumer | household |  | 0 | default | TRUE
8.1472 | 8.7966 | automatic | consumer | household |  | 0 | default | TRUE
8.1472 | 8.7967 | automatic | consumer | household |  | 0 | default | TRUE
8.1474 | 8.7962 | automatic | consumer | household |  | 0 | default | TRUE
8.1473 | 8.7963 | automatic | consumer | household |  | 0 | default | TRUE
8.1475 | 8.7963 | automatic | consumer | household |  | 0 | default | TRUE
8.1406 | 8.7943 | automatic | consumer | household |  | 0 | default | TRUE
8.1407 | 8.7935 | automatic | consumer | household |  | 0 | default | TRUE
8.1407 | 8.7942 | automatic | consumer | household |  | 0 | default | TRUE
8.1405 | 8.7907 | automatic | consumer | household |  | 0 | default | TRUE
8.1391 | 8.7886 | automatic | consumer | household |  | 0 | default | TRUE
8.1355 | 8.793 | automatic | consumer | household |  | 0 | default | TRUE
8.1353 | 8.7933 | automatic | consumer | household |  | 0 | default | TRUE
8.1354 | 8.793 | automatic | consumer | household |  | 0 | default | TRUE
8.1374 | 8.7935 | automatic | consumer | household |  | 0 | default | TRUE
8.1372 | 8.7934 | automatic | consumer | household |  | 0 | default | TRUE
8.1371 | 8.7935 | automatic | consumer | household |  | 0 | default | TRUE
8.1372 | 8.7934 | automatic | consumer | household |  | 0 | default | TRUE
8.1352 | 8.794 | automatic | consumer | household |  | 0 | default | TRUE
8.1353 | 8.7942 | automatic | consumer | household |  | 0 | default | TRUE
8.1477 | 8.7953 | automatic | consumer | household |  | 0 | default | TRUE
8.1486 | 8.8088 | automatic | consumer | household |  | 0 | default | TRUE
8.1487 | 8.8086 | automatic | consumer | household |  | 0 | default | TRUE
8.1485 | 8.8085 | automatic | consumer | household |  | 0 | default | TRUE
8.1522 | 8.8065 | automatic | consumer | household |  | 0 | default | TRUE
8.1521 | 8.8062 | automatic | consumer | household |  | 0 | default | TRUE
8.1519 | 8.8057 | automatic | consumer | household |  | 0 | default | TRUE
8.1519 | 8.8066 | automatic | consumer | household |  | 0 | default | TRUE
8.1535 | 8.8042 | automatic | consumer | household |  | 0 | default | TRUE
8.1539 | 8.8042 | automatic | consumer | household |  | 0 | default | TRUE
8.1543 | 8.8049 | automatic | consumer | household |  | 0 | default | TRUE
8.1537 | 8.804 | automatic | consumer | household |  | 0 | default | TRUE
8.1543 | 8.8037 | automatic | consumer | household |  | 0 | default | TRUE
8.1529 | 8.8041 | automatic | consumer | household |  | 0 | default | TRUE
8.1525 | 8.8045 | automatic | consumer | household |  | 0 | default | TRUE
8.1521 | 8.8043 | automatic | consumer | household |  | 0 | default | TRUE
8.1521 | 8.8042 | automatic | consumer | household |  | 0 | default | TRUE
8.1519 | 8.8044 | automatic | consumer | household |  | 0 | default | TRUE
8.1517 | 8.8043 | automatic | consumer | household |  | 0 | default | TRUE
8.1518 | 8.8031 | automatic | consumer | household |  | 0 | default | TRUE
8.152 | 8.8029 | automatic | consumer | household |  | 0 | default | TRUE
8.1434 | 8.8022 | automatic | consumer | household |  | 0 | default | TRUE
8.1502 | 8.8094 | automatic | consumer | household |  | 0 | default | TRUE
8.1503 | 8.8094 | automatic | consumer | household |  | 0 | default | TRUE
8.15 | 8.8091 | automatic | consumer | household |  | 0 | default | TRUE
8.1498 | 8.8091 | automatic | consumer | household |  | 0 | default | TRUE
8.1499 | 8.8094 | automatic | consumer | household |  | 0 | default | TRUE
8.1495 | 8.8094 | automatic | consumer | household |  | 0 | default | TRUE
8.1498 | 8.8095 | automatic | consumer | household |  | 0 | default | TRUE
8.1494 | 8.8096 | automatic | consumer | household |  | 0 | default | TRUE
8.1506 | 8.8084 | automatic | consumer | household |  | 0 | default | TRUE
8.1509 | 8.8088 | automatic | consumer | household |  | 0 | default | TRUE
8.1509 | 8.8089 | automatic | consumer | household |  | 0 | default | TRUE
8.1508 | 8.8087 | automatic | consumer | household |  | 0 | default | TRUE
8.1508 | 8.8083 | automatic | consumer | household |  | 0 | default | TRUE
8.151 | 8.8103 | automatic | consumer | household |  | 0 | default | TRUE
8.1513 | 8.8101 | automatic | consumer | household |  | 0 | default | TRUE
8.1512 | 8.81 | automatic | consumer | household |  | 0 | default | TRUE
8.1501 | 8.8091 | automatic | consumer | household |  | 0 | default | TRUE
8.1501 | 8.8083 | automatic | consumer | household |  | 0 | default | TRUE
8.1507 | 8.8088 | automatic | consumer | household |  | 0 | default | TRUE
8.1515 | 8.8094 | automatic | consumer | household |  | 0 | default | TRUE
8.1479 | 8.7977 | automatic | consumer | household |  | 0 | default | TRUE
8.148 | 8.7974 | automatic | consumer | household |  | 0 | default | TRUE
8.1481 | 8.7974 | automatic | consumer | household |  | 0 | default | TRUE
8.1483 | 8.7983 | automatic | consumer | household |  | 0 | default | TRUE
8.148 | 8.7983 | automatic | consumer | household |  | 0 | default | TRUE
8.1478 | 8.7982 | automatic | consumer | household |  | 0 | default | TRUE
8.1476 | 8.798 | automatic | consumer | household |  | 0 | default | TRUE
8.1475 | 8.7983 | automatic | consumer | household |  | 0 | default | TRUE
8.1474 | 8.7984 | automatic | consumer | household |  | 0 | default | TRUE
8.1473 | 8.7982 | automatic | consumer | household |  | 0 | default | TRUE
8.1471 | 8.7984 | automatic | consumer | household |  | 0 | default | TRUE
8.1473 | 8.7981 | automatic | consumer | household |  | 0 | default | TRUE
8.1465 | 8.7974 | automatic | consumer | household |  | 0 | default | TRUE
8.1464 | 8.7976 | automatic | consumer | household |  | 0 | default | TRUE
8.1462 | 8.7978 | automatic | consumer | household |  | 0 | default | TRUE
8.1482 | 8.7978 | automatic | consumer | household |  | 0 | default | TRUE
8.1481 | 8.7976 | automatic | consumer | household |  | 0 | default | TRUE
8.1481 | 8.7977 | automatic | consumer | household |  | 0 | default | TRUE
8.1481 | 8.7975 | automatic | consumer | household |  | 0 | default | TRUE
8.1487 | 8.7987 | automatic | consumer | household |  | 0 | default | TRUE
8.1485 | 8.7991 | automatic | consumer | household |  | 0 | default | TRUE
8.1474 | 8.7987 | automatic | consumer | household |  | 0 | default | TRUE
8.1471 | 8.7991 | automatic | consumer | household |  | 0 | default | TRUE
8.1464 | 8.8112 | automatic | consumer | household |  | 0 | default | TRUE
8.1463 | 8.8114 | automatic | consumer | household |  | 0 | default | TRUE
8.1463 | 8.8113 | automatic | consumer | household |  | 0 | default | TRUE
8.1464 | 8.8114 | automatic | consumer | household |  | 0 | default | TRUE
8.1465 | 8.8112 | automatic | consumer | household |  | 0 | default | TRUE
8.1463 | 8.8115 | automatic | consumer | household |  | 0 | default | TRUE
8.1484 | 8.7996 | automatic | consumer | household |  | 0 | default | TRUE
8.1482 | 8.7996 | automatic | consumer | household |  | 0 | default | TRUE
8.1483 | 8.7994 | automatic | consumer | household |  | 0 | default | TRUE
8.1466 | 8.7997 | automatic | consumer | household |  | 0 | default | TRUE
8.1466 | 8.7998 | automatic | consumer | household |  | 0 | default | TRUE
8.1564 | 8.8038 | automatic | consumer | household |  | 0 | default | TRUE
8.1456 | 8.795 | automatic | consumer | household |  | 0 | default | TRUE
8.1458 | 8.795 | automatic | consumer | household |  | 0 | default | TRUE
8.1457 | 8.7952 | automatic | consumer | household |  | 0 | default | TRUE
8.1455 | 8.7949 | automatic | consumer | household |  | 0 | default | TRUE
8.146 | 8.7954 | automatic | consumer | household |  | 0 | default | TRUE
8.1459 | 8.7951 | automatic | consumer | household |  | 0 | default | TRUE
8.1457 | 8.7949 | automatic | consumer | household |  | 0 | default | TRUE
8.1463 | 8.8002 | automatic | consumer | household |  | 0 | default | TRUE
8.146 | 8.8001 | automatic | consumer | household |  | 0 | default | TRUE
8.146 | 8.8 | automatic | consumer | household |  | 0 | default | TRUE
8.1461 | 8.8006 | automatic | consumer | household |  | 0 | default | TRUE
8.1459 | 8.8007 | automatic | consumer | household |  | 0 | default | TRUE
8.1462 | 8.8011 | automatic | consumer | household |  | 0 | default | TRUE
8.1461 | 8.8012 | automatic | consumer | household |  | 0 | default | TRUE
8.1461 | 8.8014 | automatic | consumer | household |  | 0 | default | TRUE
8.1465 | 8.8013 | automatic | consumer | household |  | 0 | default | TRUE
8.1461 | 8.8026 | automatic | consumer | household |  | 0 | default | TRUE
8.1463 | 8.803 | automatic | consumer | household |  | 0 | default | TRUE
8.147 | 8.8039 | automatic | consumer | household |  | 0 | default | TRUE
8.1464 | 8.8043 | automatic | consumer | household |  | 0 | default | TRUE
8.1463 | 8.8043 | automatic | consumer | household |  | 0 | default | TRUE
8.1463 | 8.8039 | automatic | consumer | household |  | 0 | default | TRUE
8.1472 | 8.8047 | automatic | consumer | household |  | 0 | default | TRUE
8.1475 | 8.8055 | automatic | consumer | household |  | 0 | default | TRUE
8.1478 | 8.8058 | automatic | consumer | household |  | 0 | default | TRUE
8.148 | 8.8056 | automatic | consumer | household |  | 0 | default | TRUE
8.1483 | 8.8054 | automatic | consumer | household |  | 0 | default | TRUE
8.1487 | 8.8056 | automatic | consumer | household |  | 0 | default | TRUE
8.1486 | 8.8055 | automatic | consumer | household |  | 0 | default | TRUE
8.1485 | 8.8056 | automatic | consumer | household |  | 0 | default | TRUE
8.1489 | 8.8053 | automatic | consumer | household |  | 0 | default | TRUE
8.149 | 8.8052 | automatic | consumer | household |  | 0 | default | TRUE
8.149 | 8.8048 | automatic | consumer | household |  | 0 | default | TRUE
8.1489 | 8.8046 | automatic | consumer | household |  | 0 | default | TRUE
8.1489 | 8.8047 | automatic | consumer | household |  | 0 | default | TRUE
8.1487 | 8.8045 | automatic | consumer | household |  | 0 | default | TRUE
8.1485 | 8.8048 | automatic | consumer | household |  | 0 | default | TRUE
8.1484 | 8.8046 | automatic | consumer | household |  | 0 | default | TRUE
8.1478 | 8.804 | automatic | consumer | household |  | 0 | default | TRUE
8.1481 | 8.8043 | automatic | consumer | household |  | 0 | default | TRUE
8.148 | 8.804 | automatic | consumer | household |  | 0 | default | TRUE
8.148 | 8.8039 | automatic | consumer | household |  | 0 | default | TRUE
8.149 | 8.8037 | automatic | consumer | household |  | 0 | default | TRUE
8.1515 | 8.8037 | automatic | consumer | household |  | 0 | default | TRUE
8.1512 | 8.8037 | automatic | consumer | household |  | 0 | default | TRUE
8.1506 | 8.8036 | automatic | consumer | household |  | 0 | default | TRUE
8.1505 | 8.8037 | automatic | consumer | household |  | 0 | default | TRUE
8.1504 | 8.8043 | automatic | consumer | household |  | 0 | default | TRUE
8.15 | 8.8047 | automatic | consumer | household |  | 0 | default | TRUE
8.1503 | 8.8048 | automatic | consumer | household |  | 0 | default | TRUE
8.1499 | 8.8051 | automatic | consumer | household |  | 0 | default | TRUE
8.1504 | 8.8055 | automatic | consumer | household |  | 0 | default | TRUE
8.1515 | 8.8051 | automatic | consumer | household |  | 0 | default | TRUE
8.1514 | 8.8052 | automatic | consumer | household |  | 0 | default | TRUE
8.1501 | 8.8082 | automatic | consumer | household |  | 0 | default | TRUE
8.1523 | 8.801 | automatic | consumer | household |  | 0 | default | TRUE
8.1526 | 8.801 | automatic | consumer | household |  | 0 | default | TRUE
8.1533 | 8.8008 | automatic | consumer | household |  | 0 | default | TRUE
8.1536 | 8.8025 | automatic | consumer | household |  | 0 | default | TRUE
8.1541 | 8.8022 | automatic | consumer | household |  | 0 | default | TRUE
8.1545 | 8.8019 | automatic | consumer | household |  | 0 | default | TRUE
8.1544 | 8.8015 | automatic | consumer | household |  | 0 | default | TRUE
8.1549 | 8.8013 | automatic | consumer | household |  | 0 | default | TRUE
8.1548 | 8.8015 | automatic | consumer | household |  | 0 | default | TRUE
8.1549 | 8.802 | automatic | consumer | household |  | 0 | default | TRUE
8.1544 | 8.8004 | automatic | consumer | household |  | 0 | default | TRUE
8.1547 | 8.8001 | automatic | consumer | household |  | 0 | default | TRUE
8.1533 | 8.8001 | automatic | consumer | household |  | 0 | default | TRUE
8.1535 | 8.8001 | automatic | consumer | household |  | 0 | default | TRUE
8.1533 | 8.7995 | automatic | consumer | household |  | 0 | default | TRUE
8.1532 | 8.7993 | automatic | consumer | household |  | 0 | default | TRUE
8.1533 | 8.7992 | automatic | consumer | household |  | 0 | default | TRUE
8.1526 | 8.7998 | automatic | consumer | household |  | 0 | default | TRUE
8.1522 | 8.8 | automatic | consumer | household |  | 0 | default | TRUE
8.1521 | 8.7999 | automatic | consumer | household |  | 0 | default | TRUE
8.1522 | 8.7994 | automatic | consumer | household |  | 0 | default | TRUE
8.1511 | 8.7998 | automatic | consumer | household |  | 0 | default | TRUE
8.1513 | 8.8001 | automatic | consumer | household |  | 0 | default | TRUE
8.1512 | 8.8001 | automatic | consumer | household |  | 0 | default | TRUE
8.1502 | 8.8001 | automatic | consumer | household |  | 0 | default | TRUE
8.15 | 8.8002 | automatic | consumer | household |  | 0 | default | TRUE
8.1498 | 8.7989 | automatic | consumer | household |  | 0 | default | TRUE
8.1497 | 8.7981 | automatic | consumer | household |  | 0 | default | TRUE
8.1498 | 8.798 | automatic | consumer | household |  | 0 | default | TRUE
8.1498 | 8.7979 | automatic | consumer | household |  | 0 | default | TRUE
8.1499 | 8.7978 | automatic | consumer | household |  | 0 | default | TRUE
8.1498 | 8.7976 | automatic | consumer | household |  | 0 | default | TRUE
8.1495 | 8.7978 | automatic | consumer | household |  | 0 | default | TRUE
8.1492 | 8.7975 | automatic | consumer | household |  | 0 | default | TRUE
8.1492 | 8.7974 | automatic | consumer | household |  | 0 | default | TRUE
8.1491 | 8.7971 | automatic | consumer | household |  | 0 | default | TRUE
8.149 | 8.7972 | automatic | consumer | household |  | 0 | default | TRUE
8.149 | 8.7971 | automatic | consumer | household |  | 0 | default | TRUE
8.149 | 8.7969 | automatic | consumer | household |  | 0 | default | TRUE
8.1427 | 8.8005 | automatic | consumer | household |  | 0 | default | TRUE
8.143 | 8.8001 | automatic | consumer | household |  | 0 | default | TRUE
8.1423 | 8.8004 | automatic | consumer | household |  | 0 | default | TRUE
8.1421 | 8.8001 | automatic | consumer | household |  | 0 | default | TRUE
8.1421 | 8.8009 | automatic | consumer | household |  | 0 | default | TRUE
8.1418 | 8.8005 | automatic | consumer | household |  | 0 | default | TRUE
8.1417 | 8.8005 | automatic | consumer | household |  | 0 | default | TRUE
8.1417 | 8.7992 | automatic | consumer | household |  | 0 | default | TRUE
8.1411 | 8.7995 | automatic | consumer | household |  | 0 | default | TRUE
8.1412 | 8.8003 | automatic | consumer | household |  | 0 | default | TRUE
8.1428 | 8.7994 | automatic | consumer | household |  | 0 | default | TRUE
8.1426 | 8.7977 | automatic | consumer | household |  | 0 | default | TRUE
8.1425 | 8.7981 | automatic | consumer | household |  | 0 | default | TRUE
8.1426 | 8.7964 | automatic | consumer | household |  | 0 | default | TRUE
8.1426 | 8.7967 | automatic | consumer | household |  | 0 | default | TRUE
8.1425 | 8.7959 | automatic | consumer | household |  | 0 | default | TRUE
8.1424 | 8.7961 | automatic | consumer | household |  | 0 | default | TRUE
8.1427 | 8.7945 | automatic | consumer | household |  | 0 | default | TRUE
8.1424 | 8.7946 | automatic | consumer | household |  | 0 | default | TRUE
8.1435 | 8.7949 | automatic | consumer | household |  | 0 | default | TRUE
8.1437 | 8.7951 | automatic | consumer | household |  | 0 | default | TRUE
8.1421 | 8.7919 | automatic | consumer | household |  | 0 | default | TRUE
8.1419 | 8.7907 | automatic | consumer | household |  | 0 | default | TRUE
8.1409 | 8.7913 | automatic | consumer | household |  | 0 | default | TRUE
8.1415 | 8.7952 | automatic | consumer | household |  | 0 | default | TRUE
8.1416 | 8.7956 | automatic | consumer | household |  | 0 | default | TRUE
8.1415 | 8.7947 | automatic | consumer | household |  | 0 | default | TRUE
8.1411 | 8.7978 | automatic | consumer | household |  | 0 | default | TRUE
8.141 | 8.7978 | automatic | consumer | household |  | 0 | default | TRUE
8.1412 | 8.7973 | automatic | consumer | household |  | 0 | default | TRUE
8.1408 | 8.7984 | automatic | consumer | household |  | 0 | default | TRUE
8.1408 | 8.7986 | automatic | consumer | household |  | 0 | default | TRUE
8.145 | 8.7953 | automatic | consumer | household |  | 0 | default | TRUE
8.145 | 8.7952 | automatic | consumer | household |  | 0 | default | TRUE
8.1451 | 8.7952 | automatic | consumer | household |  | 0 | default | TRUE
8.145 | 8.7951 | automatic | consumer | household |  | 0 | default | TRUE
8.1451 | 8.7954 | automatic | consumer | household |  | 0 | default | TRUE
8.1452 | 8.7955 | automatic | consumer | household |  | 0 | default | TRUE
8.1455 | 8.7953 | automatic | consumer | household |  | 0 | default | TRUE
8.1456 | 8.7954 | automatic | consumer | household |  | 0 | default | TRUE
8.1457 | 8.7954 | automatic | consumer | household |  | 0 | default | TRUE
8.1454 | 8.7952 | automatic | consumer | household |  | 0 | default | TRUE
8.1453 | 8.7954 | automatic | consumer | household |  | 0 | default | TRUE
8.1454 | 8.7954 | automatic | consumer | household |  | 0 | default | TRUE
8.1455 | 8.7955 | automatic | consumer | household |  | 0 | default | TRUE
8.1463 | 8.7958 | automatic | consumer | household |  | 0 | default | TRUE
8.1337 | 8.7977 | automatic | consumer | household |  | 0 | default | TRUE
8.1335 | 8.7981 | automatic | consumer | household |  | 0 | default | TRUE
8.1333 | 8.798 | automatic | consumer | household |  | 0 | default | TRUE
8.1331 | 8.7973 | automatic | consumer | household |  | 0 | default | TRUE
8.1332 | 8.7966 | automatic | consumer | household |  | 0 | default | TRUE
8.1333 | 8.7963 | automatic | consumer | household |  | 0 | default | TRUE
8.1334 | 8.796 | automatic | consumer | household |  | 0 | default | TRUE
8.1312 | 8.7943 | automatic | consumer | household |  | 0 | default | TRUE
8.1312 | 8.794 | automatic | consumer | household |  | 0 | default | TRUE
8.1349 | 8.7933 | automatic | consumer | household |  | 0 | default | TRUE
8.1349 | 8.793 | automatic | consumer | household |  | 0 | default | TRUE
8.1349 | 8.7938 | automatic | consumer | household |  | 0 | default | TRUE
8.1344 | 8.794 | automatic | consumer | household |  | 0 | default | TRUE
8.1441 | 8.8118 | automatic | consumer | household |  | 0 | default | TRUE
8.1443 | 8.8113 | automatic | consumer | household |  | 0 | default | TRUE
8.1439 | 8.812 | automatic | consumer | household |  | 0 | default | TRUE
8.1439 | 8.8121 | automatic | consumer | household |  | 0 | default | TRUE
8.1449 | 8.8118 | automatic | consumer | household |  | 0 | default | TRUE
8.1446 | 8.8118 | automatic | consumer | household |  | 0 | default | TRUE
8.1467 | 8.7982 | automatic | consumer | household |  | 0 | default | TRUE
8.1466 | 8.7982 | automatic | consumer | household |  | 0 | default | TRUE
8.1466 | 8.7982 | automatic | consumer | household |  | 0 | default | TRUE
8.1465 | 8.7984 | automatic | consumer | household |  | 0 | default | TRUE
8.1465 | 8.7985 | automatic | consumer | household |  | 0 | default | TRUE
8.1468 | 8.7985 | automatic | consumer | household |  | 0 | default | TRUE
8.1463 | 8.7986 | automatic | consumer | household |  | 0 | default | TRUE
8.1465 | 8.7988 | automatic | consumer | household |  | 0 | default | TRUE
8.1474 | 8.7991 | automatic | consumer | household |  | 0 | default | TRUE
8.1473 | 8.799 | automatic | consumer | household |  | 0 | default | TRUE
8.1485 | 8.7976 | automatic | consumer | household |  | 0 | default | TRUE
8.1487 | 8.7977 | automatic | consumer | household |  | 0 | default | TRUE
8.1471 | 8.7997 | automatic | consumer | household |  | 0 | default | TRUE
8.1488 | 8.7953 | automatic | consumer | household |  | 0 | default | TRUE
8.1481 | 8.7953 | automatic | consumer | household |  | 0 | default | TRUE
8.1479 | 8.7952 | automatic | consumer | household |  | 0 | default | TRUE
8.1477 | 8.7947 | automatic | consumer | household |  | 0 | default | TRUE
8.1476 | 8.795 | automatic | consumer | household |  | 0 | default | TRUE
8.1479 | 8.7949 | automatic | consumer | household |  | 0 | default | TRUE
8.1482 | 8.7952 | automatic | consumer | household |  | 0 | default | TRUE
8.1467 | 8.7955 | automatic | consumer | household |  | 0 | default | TRUE
8.147 | 8.7962 | automatic | consumer | household |  | 0 | default | TRUE
8.1469 | 8.7971 | automatic | consumer | household |  | 0 | default | TRUE
8.1466 | 8.7961 | automatic | consumer | household |  | 0 | default | TRUE
8.1487 | 8.7966 | automatic | consumer | household |  | 0 | default | TRUE
8.1472 | 8.7946 | automatic | consumer | household |  | 0 | default | TRUE
8.1482 | 8.7956 | automatic | consumer | household |  | 0 | default | TRUE
8.1479 | 8.7957 | automatic | consumer | household |  | 0 | default | TRUE
8.1473 | 8.7964 | automatic | consumer | household |  | 0 | default | TRUE
8.1437 | 8.7859 | automatic | consumer | household |  | 0 | default | TRUE
8.1486 | 8.7972 | automatic | consumer | household |  | 0 | default | TRUE
8.1487 | 8.7973 | automatic | consumer | household |  | 0 | default | TRUE
8.1483 | 8.7969 | automatic | consumer | household |  | 0 | default | TRUE
8.1489 | 8.7971 | automatic | consumer | household |  | 0 | default | TRUE
8.1488 | 8.7962 | automatic | consumer | household |  | 0 | default | TRUE
8.1488 | 8.7962 | automatic | consumer | household |  | 0 | default | TRUE
8.1488 | 8.7962 | automatic | consumer | household |  | 0 | default | TRUE
8.1488 | 8.7961 | automatic | consumer | household |  | 0 | default | TRUE
8.1489 | 8.7967 | automatic | consumer | household |  | 0 | default | TRUE
8.1489 | 8.7968 | automatic | consumer | household |  | 0 | default | TRUE
8.1487 | 8.7964 | automatic | consumer | household |  | 0 | default | TRUE
8.1487 | 8.7964 | automatic | consumer | household |  | 0 | default | TRUE
8.1486 | 8.7966 | automatic | consumer | household |  | 0 | default | TRUE
8.1485 | 8.7965 | automatic | consumer | household |  | 0 | default | TRUE
8.1485 | 8.7965 | automatic | consumer | household |  | 0 | default | TRUE
8.1482 | 8.7961 | automatic | consumer | household |  | 0 | default | TRUE
8.1483 | 8.7961 | automatic | consumer | household |  | 0 | default | TRUE
8.1482 | 8.796 | automatic | consumer | household |  | 0 | default | TRUE
8.1487 | 8.796 | automatic | consumer | household |  | 0 | default | TRUE
8.1486 | 8.7961 | automatic | consumer | household |  | 0 | default | TRUE
8.1478 | 8.7963 | automatic | consumer | household |  | 0 | default | TRUE
8.1478 | 8.7963 | automatic | consumer | household |  | 0 | default | TRUE
8.1477 | 8.7972 | automatic | consumer | household |  | 0 | default | TRUE
8.1477 | 8.7969 | automatic | consumer | household |  | 0 | default | TRUE
8.1483 | 8.7963 | automatic | consumer | household |  | 0 | default | TRUE
8.1487 | 8.7972 | automatic | consumer | household |  | 0 | default | TRUE
8.1477 | 8.7961 | automatic | consumer | household |  | 0 | default | TRUE
8.1479 | 8.7964 | automatic | consumer | household |  | 0 | default | TRUE
8.1479 | 8.7964 | automatic | consumer | household |  | 0 | default | TRUE
8.1479 | 8.7963 | automatic | consumer | household |  | 0 | default | TRUE
8.1477 | 8.7968 | automatic | consumer | household |  | 0 | default | TRUE
8.1477 | 8.7972 | automatic | consumer | household |  | 0 | default | TRUE
8.148 | 8.7969 | automatic | consumer | household |  | 0 | default | TRUE
8.1478 | 8.7969 | automatic | consumer | household |  | 0 | default | TRUE
8.1483 | 8.796 | automatic | consumer | household |  | 0 | default | TRUE
8.1482 | 8.7962 | automatic | consumer | household |  | 0 | default | TRUE
8.1482 | 8.7963 | automatic | consumer | household |  | 0 | default | TRUE
8.1482 | 8.7962 | automatic | consumer | household |  | 0 | default | TRUE
8.148 | 8.7962 | automatic | consumer | household |  | 0 | default | TRUE
8.1484 | 8.7967 | automatic | consumer | household |  | 0 | default | TRUE
8.1484 | 8.7968 | automatic | consumer | household |  | 0 | default | TRUE
8.1482 | 8.7968 | automatic | consumer | household |  | 0 | default | TRUE
8.1482 | 8.797 | automatic | consumer | household |  | 0 | default | TRUE
8.1481 | 8.7969 | automatic | consumer | household |  | 0 | default | TRUE
8.1482 | 8.797 | automatic | consumer | household |  | 0 | default | TRUE
8.1482 | 8.7971 | automatic | consumer | household |  | 0 | default | TRUE
8.1477 | 8.7963 | automatic | consumer | household |  | 0 | default | TRUE
8.1477 | 8.7965 | automatic | consumer | household |  | 0 | default | TRUE
8.1476 | 8.7964 | automatic | consumer | household |  | 0 | default | TRUE
8.1481 | 8.796 | automatic | consumer | household |  | 0 | default | TRUE
8.1479 | 8.7961 | automatic | consumer | household |  | 0 | default | TRUE
8.1479 | 8.7965 | automatic | consumer | household |  | 0 | default | TRUE
8.148 | 8.7964 | automatic | consumer | household |  | 0 | default | TRUE
8.1481 | 8.7968 | automatic | consumer | household |  | 0 | default | TRUE
8.1478 | 8.7967 | automatic | consumer | household |  | 0 | default | TRUE
8.1477 | 8.796 | automatic | consumer | household |  | 0 | default | TRUE
8.1477 | 8.7964 | automatic | consumer | household |  | 0 | default | TRUE
8.154 | 8.793 | automatic | consumer | household |  | 0 | default | TRUE
8.1539 | 8.7931 | automatic | consumer | household |  | 0 | default | TRUE
8.154 | 8.7931 | automatic | consumer | household |  | 0 | default | TRUE
8.1542 | 8.7929 | automatic | consumer | household |  | 0 | default | TRUE
8.1535 | 8.7932 | automatic | consumer | household |  | 0 | default | TRUE
8.1527 | 8.7934 | automatic | consumer | household |  | 0 | default | TRUE
8.1524 | 8.794 | automatic | consumer | household |  | 0 | default | TRUE
8.1523 | 8.7941 | automatic | consumer | household |  | 0 | default | TRUE
8.1523 | 8.7941 | automatic | consumer | household |  | 0 | default | TRUE
8.1521 | 8.7942 | automatic | consumer | household |  | 0 | default | TRUE
8.1466 | 8.7949 | automatic | consumer | household |  | 0 | default | TRUE
8.1509 | 8.8114 | automatic | consumer | household |  | 0 | default | TRUE
8.1493 | 8.8012 | automatic | consumer | household |  | 0 | default | TRUE
8.1499 | 8.8029 | automatic | consumer | household |  | 0 | default | TRUE
8.1497 | 8.805 | automatic | consumer | household |  | 0 | default | TRUE
8.1464 | 8.7985 | automatic | consumer | household |  | 0 | default | TRUE
8.1466 | 8.7986 | automatic | consumer | household |  | 0 | default | TRUE
8.1471 | 8.7983 | automatic | consumer | household |  | 0 | default | TRUE
8.1471 | 8.7982 | automatic | consumer | household |  | 0 | default | TRUE
8.1469 | 8.7983 | automatic | consumer | household |  | 0 | default | TRUE
8.1469 | 8.7986 | automatic | consumer | household |  | 0 | default | TRUE
8.1469 | 8.7988 | automatic | consumer | household |  | 0 | default | TRUE
8.1463 | 8.7974 | automatic | consumer | household |  | 0 | default | TRUE
8.1465 | 8.7974 | automatic | consumer | household |  | 0 | default | TRUE
8.1465 | 8.7976 | automatic | consumer | household |  | 0 | default | TRUE
8.1477 | 8.7997 | automatic | consumer | household |  | 0 | default | TRUE
8.1474 | 8.7961 | automatic | consumer | household |  | 0 | default | TRUE
8.1474 | 8.7963 | automatic | consumer | household |  | 0 | default | TRUE
8.1473 | 8.7961 | automatic | consumer | household |  | 0 | default | TRUE
8.1474 | 8.7965 | automatic | consumer | household |  | 0 | default | TRUE
8.1469 | 8.7961 | automatic | consumer | household |  | 0 | default | TRUE
8.1469 | 8.7961 | automatic | consumer | household |  | 0 | default | TRUE
8.147 | 8.7964 | automatic | consumer | household |  | 0 | default | TRUE
8.147 | 8.7963 | automatic | consumer | household |  | 0 | default | TRUE
8.1464 | 8.7964 | automatic | consumer | household |  | 0 | default | TRUE
8.147 | 8.7966 | automatic | consumer | household |  | 0 | default | TRUE
8.1474 | 8.7968 | automatic | consumer | household |  | 0 | default | TRUE
8.1475 | 8.7973 | automatic | consumer | household |  | 0 | default | TRUE
8.1474 | 8.7969 | automatic | consumer | household |  | 0 | default | TRUE
8.1468 | 8.797 | automatic | consumer | household |  | 0 | default | TRUE
8.1469 | 8.7969 | automatic | consumer | household |  | 0 | default | TRUE
8.1468 | 8.797 | automatic | consumer | household |  | 0 | default | TRUE
8.1468 | 8.7964 | automatic | consumer | household |  | 0 | default | TRUE
8.1534 | 8.7973 | automatic | consumer | household |  | 0 | default | TRUE
8.1529 | 8.7972 | automatic | consumer | household |  | 0 | default | TRUE
8.1531 | 8.7976 | automatic | consumer | household |  | 0 | default | TRUE
8.1517 | 8.797 | automatic | consumer | household |  | 0 | default | TRUE
8.1476 | 8.8014 | automatic | consumer | household |  | 0 | default | TRUE
8.148 | 8.8001 | automatic | consumer | household |  | 0 | default | TRUE
8.1477 | 8.8001 | automatic | consumer | household |  | 0 | default | TRUE
8.1477 | 8.8011 | automatic | consumer | household |  | 0 | default | TRUE
8.1463 | 8.8016 | automatic | consumer | household |  | 0 | default | TRUE
8.1473 | 8.8028 | automatic | consumer | household |  | 0 | default | TRUE
8.1469 | 8.8029 | automatic | consumer | household |  | 0 | default | TRUE
8.1478 | 8.7988 | automatic | consumer | household |  | 0 | default | TRUE
8.1474 | 8.8021 | automatic | consumer | household |  | 0 | default | TRUE
8.1464 | 8.8007 | automatic | consumer | household |  | 0 | default | TRUE
8.147 | 8.8007 | automatic | consumer | household |  | 0 | default | TRUE
8.1481 | 8.8018 | automatic | consumer | household |  | 0 | default | TRUE
8.1489 | 8.8079 | automatic | consumer | household |  | 0 | default | TRUE
8.1489 | 8.8081 | automatic | consumer | household |  | 0 | default | TRUE
8.1435 | 8.7973 | automatic | consumer | household |  | 0 | default | TRUE
8.1489 | 8.7961 | automatic | consumer | household |  | 0 | default | TRUE
8.1516 | 8.7966 | automatic | consumer | household |  | 0 | default | TRUE
8.1456 | 8.8008 | automatic | consumer | household |  | 0 | default | TRUE
8.1479 | 8.7962 | automatic | consumer | household |  | 0 | default | TRUE
8.1479 | 8.7962 | automatic | consumer | household |  | 0 | default | TRUE
8.1444 | 8.7965 | automatic | consumer | household |  | 0 | default | TRUE
8.1446 | 8.7967 | automatic | consumer | household |  | 0 | default | TRUE
8.1444 | 8.796 | automatic | consumer | household |  | 0 | default | TRUE
8.1445 | 8.7961 | automatic | consumer | household |  | 0 | default | TRUE
8.1452 | 8.8007 | automatic | consumer | household |  | 0 | default | TRUE
8.1437 | 8.8024 | automatic | consumer | household |  | 0 | default | TRUE
8.1436 | 8.8021 | automatic | consumer | household |  | 0 | default | TRUE
8.1454 | 8.8027 | automatic | consumer | household |  | 0 | default | TRUE
8.1455 | 8.8003 | automatic | consumer | household |  | 0 | default | TRUE
8.1447 | 8.8013 | automatic | consumer | household |  | 0 | default | TRUE
8.1448 | 8.8009 | automatic | consumer | household |  | 0 | default | TRUE
8.1444 | 8.8113 | automatic | consumer | household |  | 0 | default | TRUE
8.1445 | 8.8114 | automatic | consumer | household |  | 0 | default | TRUE
8.1481 | 8.7964 | automatic | consumer | household |  | 0 | default | TRUE
8.1506 | 8.7998 | k-means | pole | n.a. |  | 0 | n.a. | TRUE | 447.6279
8.1456 | 8.7949 | k-means | pole | n.a. |  | 0 | n.a. | TRUE | 418.3746
8.1452 | 8.8039 | k-means | pole | n.a. |  | 0 | n.a. | TRUE | 610.9583
8.1496 | 8.8057 | k-means | pole | n.a. |  | 0 | n.a. | TRUE | 850.1931
8.1425 | 8.7969 | k-means | pole | n.a. |  | 0 | n.a. | TRUE | 517.0383
8.1479 | 8.7969 | k-means | pole | n.a. |  | 0 | n.a. | TRUE | 218.8376
8.1428 | 8.792 | k-means | pole | n.a. |  | 0 | n.a. | TRUE | 847.4857
8.1332 | 8.7966 | k-means | pole | n.a. |  | 0 | n.a. | TRUE | 1529.7128
8.1467 | 8.7997 | k-means | pole | n.a. |  | 0 | n.a. | TRUE | 132.1811
8.1501 | 8.7974 | k-means | pole | n.a. |  | 0 | n.a. | TRUE | 392.0432
8.1446 | 8.8118 | k-means | pole | n.a. |  | 0 | n.a. | TRUE | 1482.9665
8.1441 | 8.7994 | k-means | pole | n.a. |  | 0 | n.a. | TRUE | 318.0882
8.1536 | 8.8025 | k-means | pole | n.a. |  | 0 | n.a. | TRUE | 872.7592
8.1445 | 8.7927 | k-means | pole | n.a. |  | 0 | n.a. | TRUE | 690.7295
8.1477 | 8.794 | k-means | pole | n.a. |  | 0 | n.a. | TRUE | 506.5853
8.1498 | 8.8094 | k-means | pole | n.a. |  | 0 | n.a. | TRUE | 1245.9574
8.1531 | 8.7976 | k-means | pole | n.a. |  | 0 | n.a. | TRUE | 708.8852
8.1472 | 8.8032 | k-means | pole | n.a. |  | 0 | n.a. | TRUE | 516.654
8.1451 | 8.7968 | k-means | pole | n.a. |  | 0 | n.a. | TRUE | 265.8307
8.1349 | 8.793 | k-means | pole | n.a. |  | 0 | n.a. | TRUE | 1453.5923
8.1421 | 8.8001 | k-means | pole | n.a. |  | 0 | n.a. | TRUE | 546.7765
8.1504 | 8.8029 | k-means | pole | n.a. |  | 0 | n.a. | TRUE | 623.2464
8.1527 | 8.7934 | k-means | pole | n.a. |  | 0 | n.a. | TRUE | 869.8668
8.1434 | 8.7964 | k-means | pole | n.a. |  | 0 | n.a. | TRUE | 451.8882
8.1505 | 8.7964 | k-means | pole | n.a. |  | 0 | n.a. | TRUE | 477.3193
8.1471 | 8.7984 | k-means | pole | n.a. |  | 0 | n.a. | TRUE | 34.405
8.1533 | 8.8002 | k-means | pole | n.a. |  | 0 | n.a. | TRUE | 747.4603
8.1415 | 8.7933 | k-means | pole | n.a. |  | 0 | n.a. | TRUE | 819.7607
8.1432 | 8.8037 | k-means | pole | n.a. |  | 0 | n.a. | TRUE | 690.5495
8.1471 | 8.8057 | k-means | pole | n.a. |  | 0 | n.a. | TRUE | 787.1198
8.147 | 8.7972 | k-means | pole | n.a. |  | 0 | n.a. | TRUE | 144.777
8.1486 | 8.8017 | k-means | pole | n.a. |  | 0 | n.a. | TRUE | 405.2971
8.1444 | 8.7943 | k-means | pole | n.a. |  | 0 | n.a. | TRUE | 539.3928
8.1459 | 8.7928 | k-means | pole | n.a. |  | 0 | n.a. | TRUE | 637.568
8.1474 | 8.8011 | k-means | pole | n.a. |  | 0 | n.a. | TRUE | 290.5344
8.1442 | 8.7956 | k-means | pole | n.a. |  | 0 | n.a. | TRUE | 439.4761
8.1482 | 8.7962 | k-means | pole | n.a. |  | 0 | n.a. | TRUE | 296.9751
8.1489 | 8.7977 | k-means | pole | n.a. |  | 0 | n.a. | TRUE | 250.7083
8.1479 | 8.7992 | k-means | pole | n.a. |  | 0 | n.a. | TRUE | 142.392
8.1501 | 8.8082 | k-means | pole | n.a. |  | 0 | n.a. | TRUE | 1130.0161
8.1391 | 8.7886 | k-means | pole | n.a. |  | 0 | n.a. | TRUE | 1390.1824
8.1489 | 8.8047 | k-means | pole | n.a. |  | 0 | n.a. | TRUE | 718.7824
8.1545 | 8.8009 | k-means | pole | n.a. |  | 0 | n.a. | TRUE | 898.6402
8.1441 | 8.802 | k-means | pole | n.a. |  | 0 | n.a. | TRUE | 484.8689
8.1512 | 8.8063 | k-means | pole | n.a. |  | 0 | n.a. | TRUE | 981.2011
8.1475 | 8.7958 | k-means | pole | n.a. |  | 0 | n.a. | TRUE | 311.4431
8.1408 | 8.7984 | k-means | pole | n.a. |  | 0 | n.a. | TRUE | 664.4661
8.1453 | 8.799 | k-means | pole | n.a. |  | 0 | n.a. | TRUE | 180.6034
8.1466 | 8.7933 | k-means | pole | n.a. |  | 0 | n.a. | TRUE | 576.8999
8.1437 | 8.7859 | k-means | pole | n.a. |  | 0 | n.a. | TRUE | 1437.7387
8.1429 | 8.794 | k-means | pole | n.a. |  | 0 | n.a. | TRUE | 657.5799
8.142 | 8.7912 | k-means | pole | n.a. |  | 0 | n.a. | TRUE | 970.077
8.1438 | 8.7928 | k-means | pole | n.a. |  | 0 | n.a. | TRUE | 708.162
8.1515 | 8.8038 | k-means | pole | n.a. |  | 0 | n.a. | TRUE | 783.118
8.1539 | 8.8042 | k-means | pole | n.a. |  | 0 | n.a. | TRUE | 1005.0281
8.1424 | 8.7955 | k-means | pole | n.a. |  | 0 | n.a. | TRUE | 593.1557
8.1494 | 8.7981 | k-means | pole | n.a. |  | 0 | n.a. | TRUE | 297.2208
8.1495 | 8.7963 | k-means | pole | n.a. |  | 0 | n.a. | TRUE | 387.0458
8.1509 | 8.8114 | k-means | pole | n.a. |  | 0 | n.a. | TRUE | 1481.2371
8.1465 | 8.8041 | k-means | pole | n.a. |  | 0 | n.a. | TRUE | 610.7357
8.1312 | 8.7943 | k-means | pole | n.a. |  | 0 | n.a. | TRUE | 1791.2945
8.1521 | 8.8015 | k-means | pole | n.a. |  | 0 | n.a. | TRUE | 673.427
8.1463 | 8.8114 | k-means | pole | n.a. |  | 0 | n.a. | TRUE | 1416.0009
8.15 | 8.8068 | k-means | pole | n.a. |  | 0 | n.a. | TRUE | 975.5671
8.1468 | 8.7965 | k-means | pole | n.a. |  | 0 | n.a. | TRUE | 224.421
8.1454 | 8.7976 | k-means | pole | n.a. |  | 0 | n.a. | TRUE | 186.9083
8.1463 | 8.8016 | k-means | pole | n.a. |  | 0 | n.a. | TRUE | 343.7876
8.1374 | 8.7935 | k-means | pole | n.a. |  | 0 | n.a. | TRUE | 1182.7792
8.1518 | 8.7969 | k-means | pole | n.a. |  | 0 | n.a. | TRUE | 582.3147
8.1474 | 8.8076 | k-means | pole | n.a. |  | 0 | n.a. | TRUE | 1000.978
8.1453 | 8.7944 | k-means | pole | n.a. |  | 0 | n.a. | TRUE | 486.6053
8.1503 | 8.8049 | k-means | pole | n.a. |  | 0 | n.a. | TRUE | 802.1578
8.1533 | 8.7992 | k-means | pole | n.a. |  | 0 | n.a. | TRUE | 726.5777
8.1496 | 8.8012 | k-means | pole | n.a. |  | 0 | n.a. | TRUE | 430.3742
8.1455 | 8.8048 | k-means | pole | n.a. |  | 0 | n.a. | TRUE | 700.4307
8.1521 | 8.7997 | k-means | pole | n.a. |  | 0 | n.a. | TRUE | 606.3138
8.1412 | 8.7973 | k-means | pole | n.a. |  | 0 | n.a. | TRUE | 642.2065
8.1467 | 8.7938 | k-means | pole | n.a. |  | 0 | n.a. | TRUE | 521.3268
8.1494 | 8.8074 | k-means | pole | n.a. |  | 0 | n.a. | TRUE | 1014.1835
8.1424 | 8.7934 | k-means | pole | n.a. |  | 0 | n.a. | TRUE | 752.8068
8.1429 | 8.7997 | k-means | pole | n.a. |  | 0 | n.a. | TRUE | 451.1309
8.1477 | 8.8042 | k-means | pole | n.a. |  | 0 | n.a. | TRUE | 625.5858
8.145 | 8.7921 | k-means | pole | n.a. |  | 0 | n.a. | TRUE | 732.4019
8.1486 | 8.8056 | k-means | pole | n.a. |  | 0 | n.a. | TRUE | 800.464
8.1465 | 8.798 | k-means | pole | n.a. |  | 0 | n.a. | TRUE | 64.8268
8.1456 | 8.8008 | k-means | pole | n.a. |  | 0 | n.a. | TRUE | 278.1771
8.1542 | 8.7929 | k-means | pole | n.a. |  | 0 | n.a. | TRUE | 1028.2286
8.1564 | 8.8038 | k-means | pole | n.a. |  | 0 | n.a. | TRUE | 1209.8322
8.1484 | 8.7981 | k-means | pole | n.a. |  | 0 | n.a. | TRUE | 180.6205
8.1447 | 8.7961 | k-means | pole | n.a. |  | 0 | n.a. | TRUE | 360.1786
8.1425 | 8.798 | k-means | pole | n.a. |  | 0 | n.a. | TRUE | 477.3262
8.1435 | 8.795 | k-means | pole | n.a. |  | 0 | n.a. | TRUE | 539.6939
8.1447 | 8.7951 | k-means | pole | n.a. |  | 0 | n.a. | TRUE | 443.1292
8.1405 | 8.7907 | k-means | pole | n.a. |  | 0 | n.a. | TRUE | 1114.4784
8.1333 | 8.798 | k-means | pole | n.a. |  | 0 | n.a. | TRUE | 1497.766
8.1486 | 8.8087 | k-means | pole | n.a. |  | 0 | n.a. | TRUE | 1138.8191
8.1535 | 8.801 | k-means | pole | n.a. |  | 0 | n.a. | TRUE | 796.4147
8.1457 | 8.7961 | k-means | pole | n.a. |  | 0 | n.a. | TRUE | 299.0462
8.1463 | 8.7986 | k-means | pole | n.a. |  | 0 | n.a. | TRUE | 60.149
8.144 | 8.7976 | k-means | pole | n.a. |  | 0 | n.a. | TRUE | 323.7899
8.151 | 8.7957 | k-means | pole | n.a. |  | 0 | n.a. | TRUE | 558.394
8.1515 | 8.8094 | k-means | pole | n.a. |  | 0 | n.a. | TRUE | 1304.4544
8.1471 | 8.795 | k-means | pole | n.a. |  | 0 | n.a. | TRUE | 393.1716
8.1479 | 8.7952 | k-means | pole | n.a. |  | 0 | n.a. | TRUE | 392.3394
8.1512 | 8.8002 | k-means | pole | n.a. |  | 0 | n.a. | TRUE | 522.4937
8.1494 | 8.7989 | k-means | pole | n.a. |  | 0 | n.a. | TRUE | 286.2222
8.1469 | 8.8023 | k-means | pole | n.a. |  | 0 | n.a. | TRUE | 417.3625
8.1481 | 8.7997 | k-means | pole | n.a. |  | 0 | n.a. | TRUE | 190.7849
8.1428 | 8.8042 | k-means | pole | n.a. |  | 0 | n.a. | TRUE | 766.9705
8.1454 | 8.7928 | k-means | pole | n.a. |  | 0 | n.a. | TRUE | 646.2018
8.1486 | 8.7963 | k-means | pole | n.a. |  | 0 | n.a. | TRUE | 317.8289
8.1353 | 8.7942 | k-means | pole | n.a. |  | 0 | n.a. | TRUE | 1361.9994
8.1502 | 8.7956 | k-means | pole | n.a. |  | 0 | n.a. | TRUE | 505.0275
8.1419 | 8.8014 | k-means | pole | n.a. |  | 0 | n.a. | TRUE | 627.0426
8.1411 | 8.7995 | k-means | pole | n.a. |  | 0 | n.a. | TRUE | 647.8017
8.1473 | 8.7991 | k-means | pole | n.a. |  | 0 | n.a. | TRUE | 83.9389
8.1546 | 8.7997 | k-means | pole | n.a. |  | 0 | n.a. | TRUE | 871.4829
8.1528 | 8.8111 | k-means | pole | n.a. |  | 0 | n.a. | TRUE | 1534.0063
8.1476 | 8.7981 | k-means | pole | n.a. |  | 0 | n.a. | TRUE | 100.7293
8.1445 | 8.8028 | k-means | pole | n.a. |  | 0 | n.a. | TRUE | 533.6619
8.1438 | 8.8003 | k-means | pole | n.a. |  | 0 | n.a. | TRUE | 390.5735
8.1436 | 8.8046 | k-means | pole | n.a. |  | 0 | n.a. | TRUE | 756.5235
8.1406 | 8.7943 | k-means | pole | n.a. |  | 0 | n.a. | TRUE | 834.1893
8.1491 | 8.7956 | k-means | pole | n.a. |  | 0 | n.a. | TRUE | 413.229
8.1427 | 8.7926 | k-means | pole | n.a. |  | 0 | n.a. | TRUE | 798.8767
8.1502 | 8.8017 | k-means | pole | n.a. |  | 0 | n.a. | TRUE | 519.2
8.1525 | 8.8045 | k-means | pole | n.a. |  | 0 | n.a. | TRUE | 908.8885
8.1428 | 8.7908 | k-means | pole | n.a. |  | 0 | n.a. | TRUE | 960.0135
8.1508 | 8.8088 | k-means | pole | n.a. |  | 0 | n.a. | TRUE | 1209.7098
8.1455 | 8.7938 | k-means | pole | n.a. |  | 0 | n.a. | TRUE | 538.4883
8.1469 | 8.8015 | k-means | pole | n.a. |  | 0 | n.a. | TRUE | 321.9744
8.1487 | 8.7972 | k-means | pole | n.a. |  | 0 | n.a. | TRUE | 254.7859
8.1464 | 8.8006 | k-means | pole | n.a. |  | 0 | n.a. | TRUE | 231.3632
8.1459 | 8.8054 | k-means | pole | n.a. |  | 0 | n.a. | TRUE | 759.5355
8.149 | 8.8025 | k-means | pole | n.a. |  | 0 | n.a. | TRUE | 498.1303
8.1482 | 8.8068 | k-means | pole | n.a. |  | 0 | n.a. | TRUE | 917.0595
8.1499 | 8.7978 | k-means | pole | n.a. |  | 0 | n.a. | TRUE | 355.6912
8.1498 | 8.8039 | k-means | pole | n.a. |  | 0 | n.a. | TRUE | 681.2345
8.1545 | 8.8015 | k-means | pole | n.a. |  | 0 | n.a. | TRUE | 918.8473
8.1467 | 8.7971 | k-means | pole | n.a. |  | 0 | n.a. | TRUE | 160.5886
8.1521 | 8.7942 | k-means | pole | n.a. |  | 0 | n.a. | TRUE | 759.4448
8.142 | 8.7927 | k-means | pole | n.a. |  | 0 | n.a. | TRUE | 835.7966
8.1514 | 8.8052 | k-means | pole | n.a. |  | 0 | n.a. | TRUE | 890.2892
8.148 | 8.7945 | k-means | pole | n.a. |  | 0 | n.a. | TRUE | 467.0039
8.1469 | 8.7962 | k-means | pole | n.a. |  | 0 | n.a. | TRUE | 261.8133
8.1428 | 8.796 | k-means | pole | n.a. |  | 0 | n.a. | TRUE | 528.9007
8.1456 | 8.8032 | k-means | pole | n.a. |  | 0 | n.a. | TRUE | 524.2055
8.1446 | 8.7988 | k-means | pole | n.a. |  | 0 | n.a. | TRUE | 250.8527
8.1437 | 8.8024 | k-means | pole | n.a. |  | 0 | n.a. | TRUE | 542.4864
8.1508 | 8.7967 | k-means | pole | n.a. |  | 0 | n.a. | TRUE | 490.1762
8.1518 | 8.8031 | k-means | pole | n.a. |  | 0 | n.a. | TRUE | 749.4865
8.1562 | 8.801 | k-means | pole | n.a. |  | 0 | n.a. | TRUE | 1079.2413
8.1472 | 8.7966 | k-means | pole | n.a. |  | 0 | n.a. | TRUE | 219.6085
8.1415 | 8.7947 | k-means | pole | n.a. |  | 0 | n.a. | TRUE | 721.7166
8.1396 | 8.7963 | k-means | pole | n.a. |  | 0 | n.a. | TRUE | 837.2821
8.1441 | 8.7961 | k-means | pole | n.a. |  | 0 | n.a. | TRUE | 403.8241
8.1482 | 8.8021 | k-means | pole | n.a. |  | 0 | n.a. | TRUE | 424.2106
8.142 | 8.7994 | k-means | pole | n.a. |  | 0 | n.a. | TRUE | 539.1178
8.1531 | 8.7965 | k-means | pole | n.a. |  | 0 | n.a. | TRUE | 732.9058
8.1481 | 8.7976 | k-means | pole | n.a. |  | 0 | n.a. | TRUE | 179.6659
8.1505 | 8.8037 | k-means | pole | n.a. |  | 0 | n.a. | TRUE | 702.3254
8.1429 | 8.8007 | k-means | pole | n.a. |  | 0 | n.a. | TRUE | 494.0447
8.1444 | 8.795 | k-means | pole | n.a. |  | 0 | n.a. | TRUE | 478.5679
8.147 | 8.8069 | k-means | pole | n.a. |  | 0 | n.a. | TRUE | 916.6611
8.148 | 8.805 | k-means | pole | n.a. |  | 0 | n.a. | TRUE | 724.0118
8.1449 | 8.7977 | k-means | pole | n.a. |  | 0 | n.a. | TRUE | 229.166
8.1468 | 8.7988 | k-means | pole | n.a. |  | 0 | n.a. | TRUE | 24.8765
8.1437 | 8.7924 | k-means | pole | n.a. |  | 0 | n.a. | TRUE | 763.3613
8.1463 | 8.7977 | k-means | pole | n.a. |  | 0 | n.a. | TRUE | 108.8355
8.1434 | 8.7957 | k-means | pole | n.a. |  | 0 | n.a. | TRUE | 491.3634
8.147 | 8.7936 | k-means | pole | n.a. |  | 0 | n.a. | TRUE | 546.3605
8.1453 | 8.7963 | k-means | pole | n.a. |  | 0 | n.a. | TRUE | 302.3871
8.1481 | 8.806 | k-means | pole | n.a. |  | 0 | n.a. | TRUE | 836.4232
8.147 | 8.7942 | k-means | pole | n.a. |  | 0 | n.a. | TRUE | 474.856
8.1487 | 8.7987 | k-means | pole | n.a. |  | 0 | n.a. | TRUE | 215.5434
8.1448 | 8.8009 | k-means | pole | n.a. |  | 0 | n.a. | TRUE | 345.4914
8.1464 | 8.7934 | k-means | pole | n.a. |  | 0 | n.a. | TRUE | 568.8429
8.1521 | 8.8062 | k-means | pole | n.a. |  | 0 | n.a. | TRUE | 1031.2313
8.1455 | 8.7986 | k-means | pole | n.a. |  | 0 | n.a. | TRUE | 139.8405
8.1529 | 8.7972 | k-means | pole | n.a. |  | 0 | n.a. | TRUE | 697.6021
8.1508 | 8.8022 | k-means | pole | n.a. |  | 0 | n.a. | TRUE | 600.5866
8.1448 | 8.8043 | k-means | pole | n.a. |  | 0 | n.a. | TRUE | 669.0954
8.1513 | 8.7989 | k-means | pole | n.a. |  | 0 | n.a. | TRUE | 507.082
8.1529 | 8.8012 | k-means | pole | n.a. |  | 0 | n.a. | TRUE | 741.6796
8.1442 | 8.7932 | k-means | pole | n.a. |  | 0 | n.a. | TRUE | 655.031
8.1434 | 8.7982 | k-means | pole | n.a. |  | 0 | n.a. | TRUE | 381.1357
8.1453 | 8.7997 | k-means | pole | n.a. |  | 0 | n.a. | TRUE | 207.38
8.1439 | 8.812 | k-means | pole | n.a. |  | 0 | n.a. | TRUE | 1519.4016
8.1512 | 8.8101 | k-means | pole | n.a. |  | 0 | n.a. | TRUE | 1359.4867
8.1516 | 8.7964 | k-means | pole | n.a. |  | 0 | n.a. | TRUE | 584.4953
8.1474 | 8.7964 | k-means | pole | n.a. |  | 0 | n.a. | TRUE | 241.8247
8.1502 | 8.7965 | k-means | pole | n.a. |  | 0 | n.a. | TRUE | 438.3625
8.1418 | 8.7965 | k-means | pole | n.a. |  | 0 | n.a. | TRUE | 596.1196
8.1526 | 8.799 | k-means | pole | n.a. |  | 0 | n.a. | TRUE | 649.4574
8.1502 | 8.8001 | k-means | pole | n.a. |  | 0 | n.a. | TRUE | 417.7977
8.1454 | 8.8027 | k-means | pole | n.a. |  | 0 | n.a. | TRUE | 479.4908
8.1497 | 8.805 | k-means | pole | n.a. |  | 0 | n.a. | TRUE | 775.3989
8.1444 | 8.7968 | k-means | pole | n.a. |  | 0 | n.a. | TRUE | 331.4072
8.1485 | 8.8049 | k-means | pole | n.a. |  | 0 | n.a. | TRUE | 730.3719
8.1479 | 8.7963 | k-means | pole | n.a. |  | 0 | n.a. | TRUE | 270.969
8.147 | 8.8036 | k-means | pole | n.a. |  | 0 | n.a. | TRUE | 555.5947
8.1484 | 8.7967 | k-means | pole | n.a. |  | 0 | n.a. | TRUE | 264.452
8.1412 | 8.7909 | k-means | pole | n.a. |  | 0 | n.a. | TRUE | 1050.4804
8.1493 | 8.8053 | k-means | pole | n.a. |  | 0 | n.a. | TRUE | 795.0439
8.1456 | 8.7923 | k-means | pole | n.a. |  | 0 | n.a. | TRUE | 697.393
8.146 | 8.7966 | k-means | pole | n.a. |  | 0 | n.a. | TRUE | 230.9823
8.1442 | 8.7925 | k-means | pole | n.a. |  | 0 | n.a. | TRUE | 723.2674
8.151 | 8.7996 | k-means | pole | n.a. |  | 0 | n.a. | TRUE | 483.8944
8.1448 | 8.8023 | k-means | pole | n.a. |  | 0 | n.a. | TRUE | 463.1376
8.1424 | 8.7946 | k-means | pole | n.a. |  | 0 | n.a. | TRUE | 650.1588
8.1467 | 8.7955 | k-means | pole | n.a. |  | 0 | n.a. | TRUE | 336.7621
8.1506 | 8.807 | k-means | pole | n.a. |  | 0 | n.a. | TRUE | 1021.3791
8.1421 | 8.7919 | k-means | pole | n.a. |  | 0 | n.a. | TRUE | 901.5689
8.1498 | 8.7961 | k-means | pole | n.a. |  | 0 | n.a. | TRUE | 433.9532
8.1461 | 8.8026 | k-means | pole | n.a. |  | 0 | n.a. | TRUE | 452.3287
8.1432 | 8.7969 | k-means | pole | n.a. |  | 0 | n.a. | TRUE | 433.9577
8.1469 | 8.8047 | k-means | pole | n.a. |  | 0 | n.a. | TRUE | 676.0439
8.1539 | 8.8008 | k-means | pole | n.a. |  | 0 | n.a. | TRUE | 828.1159
8.1489 | 8.7968 | k-means | pole | n.a. |  | 0 | n.a. | TRUE | 306.8897
8.1411 | 8.7978 | k-means | pole | n.a. |  | 0 | n.a. | TRUE | 641.5868
8.146 | 8.7997 | k-means | pole | n.a. |  | 0 | n.a. | TRUE | 162.6699
8.1448 | 8.7944 | k-means | pole | n.a. |  | 0 | n.a. | TRUE | 503.0901
8.1434 | 8.7924 | k-means | pole | n.a. |  | 0 | n.a. | TRUE | 774.8711
8.1469 | 8.8005 | k-means | pole | n.a. |  | 0 | n.a. | TRUE | 210.4112
8.1344 | 8.794 | k-means | pole | n.a. |  | 0 | n.a. | TRUE | 1463.3823
8.1492 | 8.7976 | k-means | pole | n.a. |  | 0 | n.a. | TRUE | 282.4649
8.1512 | 8.8013 | k-means | pole | n.a. |  | 0 | n.a. | TRUE | 578.0476
8.1476 | 8.8011 | k-means | pole | n.a. |  | 0 | n.a. | TRUE | 293.1654
8.1429 | 8.795 | k-means | pole | n.a. |  | 0 | n.a. | TRUE | 581.5139
8.1494 | 8.8067 | k-means | pole | n.a. |  | 0 | n.a. | TRUE | 946.7712
8.1473 | 8.7934 | k-means | pole | n.a. |  | 0 | n.a. | TRUE | 568.0023
8.1449 | 8.7997 | k-means | pole | n.a. |  | 0 | n.a. | TRUE | 248.1909
8.1472 | 8.8064 | k-means | pole | n.a. |  | 0 | n.a. | TRUE | 866.22
8.1489 | 8.808 | k-means | pole | n.a. |  | 0 | n.a. | TRUE | 1064.299
8.1444 | 8.8113 | k-means | pole | n.a. |  | 0 | n.a. | TRUE | 1430.799
8.1519 | 8.7982 | k-means | pole | n.a. |  | 0 | n.a. | TRUE | 571.2169
8.1482 | 8.797 | k-means | pole | n.a. |  | 0 | n.a. | TRUE | 229.9984
8.145 | 8.7926 | k-means | pole | n.a. |  | 0 | n.a. | TRUE | 685.3551
8.1471 | 8.7976 | k-means | pole | n.a. |  | 0 | n.a. | TRUE | 110.2539
8.1481 | 8.8005 | k-means | pole | n.a. |  | 0 | n.a. | TRUE | 265.0484
8.1448 | 8.7956 | k-means | pole | n.a. |  | 0 | n.a. | TRUE | 391.0521
8.1473 | 8.7942 | k-means | pole | n.a. |  | 0 | n.a. | TRUE | 478.9291
8.1473 | 8.8059 | k-means | pole | n.a. |  | 0 | n.a. | TRUE | 814.3263
8.1418 | 8.8005 | k-means | pole | n.a. |  | 0 | n.a. | TRUE | 597.9252
8.1463 | 8.8043 | k-means | pole | n.a. |  | 0 | n.a. | TRUE | 630.8715
8.1498 | 8.8029 | k-means | pole | n.a. |  | 0 | n.a. | TRUE | 587.8802
8.1462 | 8.8012 | k-means | pole | n.a. |  | 0 | n.a. | TRUE | 295.9234
8.1456 | 8.7955 | k-means | pole | n.a. |  | 0 | n.a. | TRUE | 363.868
8.1475 | 8.7974 | k-means | pole | n.a. |  | 0 | n.a. | TRUE | 152.7371
8.1458 | 8.8047 | k-means | pole | n.a. |  | 0 | n.a. | TRUE | 687.2094
8.1501 | 8.8091 | k-means | pole | n.a. |  | 0 | n.a. | TRUE | 1216.3008
8.1508 | 8.7992 | k-means | pole | n.a. |  | 0 | n.a. | TRUE | 447.1752
8.145 | 8.7952 | k-means | pole | n.a. |  | 0 | n.a. | TRUE | 419.1699
8.1455 | 8.7936 | k-means | pole | n.a. |  | 0 | n.a. | TRUE | 566.0339
8.1479 | 8.7984 | k-means | pole | n.a. |  | 0 | n.a. | TRUE | 127.0618
8.1438 | 8.7964 | k-means | pole | n.a. |  | 0 | n.a. | TRUE | 411.3697
8.1521 | 8.8042 | k-means | pole | n.a. |  | 0 | n.a. | TRUE | 856.9996
8.1437 | 8.7935 | k-means | pole | n.a. |  | 0 | n.a. | TRUE | 652.7206
8.149 | 8.8037 | k-means | pole | n.a. |  | 0 | n.a. | TRUE | 614.3517
8.1468 | 8.7931 | k-means | pole | n.a. |  | 0 | n.a. | TRUE | 598.1153
8.1425 | 8.8041 | k-means | pole | n.a. |  | 0 | n.a. | TRUE | 775.4005
8.1429 | 8.7964 | k-means | pole | n.a. |  | 0 | n.a. | TRUE | 491.8742
8.1487 | 8.8062 | k-means | pole | n.a. |  | 0 | n.a. | TRUE | 872.0577
8.1415 | 8.7952 | k-means | pole | n.a. |  | 0 | n.a. | TRUE | 694.0492
8.1511 | 8.7972 | k-means | pole | n.a. |  | 0 | n.a. | TRUE | 506.7256
8.1486 | 8.7991 | k-means | pole | n.a. |  | 0 | n.a. | TRUE | 205.5129
8.1479 | 8.7938 | k-means | pole | n.a. |  | 0 | n.a. | TRUE | 533.5753
8.1438 | 8.7955 | k-means | pole | n.a. |  | 0 | n.a. | TRUE | 468.552
8.1492 | 8.797 | k-means | pole | n.a. |  | 0 | n.a. | TRUE | 315.2648
8.1463 | 8.793 | k-means | pole | n.a. |  | 0 | n.a. | TRUE | 608.9173
8.1481 | 8.7958 | k-means | pole | n.a. |  | 0 | n.a. | TRUE | 337.8707
8.1543 | 8.8049 | k-means | pole | n.a. |  | 0 | n.a. | TRUE | 1088.8535
8.149 | 8.7961 | k-means | pole | n.a. |  | 0 | n.a. | TRUE | 361.6634
8.1413 | 8.7939 | k-means | pole | n.a. |  | 0 | n.a. | TRUE | 794.7358
8.1536 | 8.8002 | k-means | pole | n.a. |  | 0 | n.a. | TRUE | 777.5287
8.1476 | 8.8026 | k-means | pole | n.a. |  | 0 | n.a. | TRUE | 453.9688
8.1498 | 8.7997 | k-means | pole | n.a. |  | 0 | n.a. | TRUE | 360.0984
8.1431 | 8.8018 | k-means | pole | n.a. |  | 0 | n.a. | TRUE | 548.2117
8.1494 | 8.8021 | k-means | pole | n.a. |  | 0 | n.a. | TRUE | 485.9517
8.1445 | 8.7974 | k-means | pole | n.a. |  | 0 | n.a. | TRUE | 281.2368
8.1413 | 8.7918 | k-means | pole | n.a. |  | 0 | n.a. | TRUE | 962.6457
8.1496 | 8.7978 | k-means | pole | n.a. |  | 0 | n.a. | TRUE | 317.7915
8.1508 | 8.8082 | k-means | pole | n.a. |  | 0 | n.a. | TRUE | 1157.8232
8.1354 | 8.793 | k-means | pole | n.a. |  | 0 | n.a. | TRUE | 1400.9482
8.1502 | 8.8043 | k-means | pole | n.a. |  | 0 | n.a. | TRUE | 734.3126
8.1536 | 8.8019 | k-means | pole | n.a. |  | 0 | n.a. | TRUE | 843.4011
8.1412 | 8.8003 | k-means | pole | n.a. |  | 0 | n.a. | TRUE | 651.8583
8.1478 | 8.804 | k-means | pole | n.a. |  | 0 | n.a. | TRUE | 611.8655
8.1433 | 8.7922 | k-means | pole | n.a. |  | 0 | n.a. | TRUE | 805.3063
8.1491 | 8.8007 | k-means | pole | n.a. |  | 0 | n.a. | TRUE | 350.5038
8.1443 | 8.8002 | k-means | pole | n.a. |  | 0 | n.a. | TRUE | 334.5277
8.1476 | 8.8007 | k-means | pole | n.a. |  | 0 | n.a. | TRUE | 246.9887
8.1465 | 8.7968 | k-means | pole | n.a. |  | 0 | n.a. | TRUE | 191.048
8.1464 | 8.7938 | k-means | pole | n.a. |  | 0 | n.a. | TRUE | 528.6927
8.1455 | 8.8036 | k-means | pole | n.a. |  | 0 | n.a. | TRUE | 576.2383
8.1471 | 8.7997 | k-means | pole | n.a. |  | 0 | n.a. | TRUE | 135.5941
8.1473 | 8.7987 | k-means | pole | n.a. |  | 0 | n.a. | TRUE | 61.4492
8.1461 | 8.7945 | k-means | pole | n.a. |  | 0 | n.a. | TRUE | 456.584
8.1504 | 8.8055 | k-means | pole | n.a. |  | 0 | n.a. | TRUE | 862.4318
8.143 | 8.8029 | k-means | pole | n.a. |  | 0 | n.a. | TRUE | 636.0869
8.1519 | 8.8057 | k-means | pole | n.a. |  | 0 | n.a. | TRUE | 970.8347
8.1449 | 8.793 | k-means | pole | n.a. |  | 0 | n.a. | TRUE | 647.6186
8.1483 | 8.8046 | k-means | pole | n.a. |  | 0 | n.a. | TRUE | 684.3772
8.141 | 8.7938 | k-means | pole | n.a. |  | 0 | n.a. | TRUE | 831.9797
8.1477 | 8.7962 | k-means | pole | n.a. |  | 0 | n.a. | TRUE | 279.6327
8.1476 | 8.8 | k-means | pole | n.a. |  | 0 | n.a. | TRUE | 186.7925
8.1428 | 8.7955 | k-means | pole | n.a. |  | 0 | n.a. | TRUE | 555.3611
8.1411 | 8.7964 | k-means | pole | n.a. |  | 0 | n.a. | TRUE | 671.4204
8.1535 | 8.7932 | k-means | pole | n.a. |  | 0 | n.a. | TRUE | 948.9191
8.1442 | 8.7949 | k-means | pole | n.a. |  | 0 | n.a. | TRUE | 495.6799
8.149 | 8.8052 | k-means | pole | n.a. |  | 0 | n.a. | TRUE | 773.7782
8.1485 | 8.7948 | k-means | pole | n.a. |  | 0 | n.a. | TRUE | 454.5005
8.1496 | 8.7983 | k-means | pole | n.a. |  | 0 | n.a. | TRUE | 313.1512
8.15 | 8.7988 | k-means | pole | n.a. |  | 0 | n.a. | TRUE | 352.0518
8.1524 | 8.7965 | k-means | pole | n.a. |  | 0 | n.a. | TRUE | 663.9402
8.1465 | 8.7984 | k-means | pole | n.a. |  | 0 | n.a. | TRUE | 39.4949
8.1469 | 8.8029 | k-means | pole | n.a. |  | 0 | n.a. | TRUE | 474.4711
8.1445 | 8.7965 | k-means | pole | n.a. |  | 0 | n.a. | TRUE | 338.707
8.1447 | 8.7916 | k-means | pole | n.a. |  | 0 | n.a. | TRUE | 802.0878
8.1485 | 8.8011 | k-means | pole | n.a. |  | 0 | n.a. | TRUE | 334.0445
8.1493 | 8.8011 | k-means | pole | n.a. |  | 0 | n.a. | TRUE | 398.4041
8.149 | 8.8059 | k-means | pole | n.a. |  | 0 | n.a. | TRUE | 842.7822
8.1505 | 8.7959 | k-means | pole | n.a. |  | 0 | n.a. | TRUE | 510.2755
8.1465 | 8.7974 | k-means | pole | n.a. |  | 0 | n.a. | TRUE | 131.4049
8.1537 | 8.7997 | k-means | pole | n.a. |  | 0 | n.a. | TRUE | 777.305
8.146 | 8.7929 | k-means | pole | n.a. |  | 0 | n.a. | TRUE | 622.1392
8.1416 | 8.7997 | k-means | pole | n.a. |  | 0 | n.a. | TRUE | 589.0564
8.1426 | 8.7907 | k-means | pole | n.a. |  | 0 | n.a. | TRUE | 982.1325
8.1454 | 8.7922 | k-means | pole | n.a. |  | 0 | n.a. | TRUE | 712.4192
8.1334 | 8.796 | k-means | pole | n.a. |  | 0 | n.a. | TRUE | 1511.3569
8.1505 | 8.8025 | k-means | pole | n.a. |  | 0 | n.a. | TRUE | 594.822
8.1442 | 8.8025 | k-means | pole | n.a. |  | 0 | n.a. | TRUE | 522.103
8.1331 | 8.7973 | k-means | pole | n.a. |  | 0 | n.a. | TRUE | 1533.6141
8.1455 | 8.8058 | k-means | pole | n.a. |  | 0 | n.a. | TRUE | 812.1108
8.1466 | 8.7961 | k-means | pole | n.a. |  | 0 | n.a. | TRUE | 274.1424
8.1461 | 8.7979 | k-means | pole | n.a. |  | 0 | n.a. | TRUE | 99.7578
8.1476 | 8.7951 | k-means | pole | n.a. |  | 0 | n.a. | TRUE | 393.3097
8.1469 | 8.8041 | k-means | pole | n.a. |  | 0 | n.a. | TRUE | 616.0654
8.1444 | 8.7986 | k-means | pole | n.a. |  | 0 | n.a. | TRUE | 265.8633
8.1437 | 8.7984 | k-means | pole | n.a. |  | 0 | n.a. | TRUE | 346.2746
8.1524 | 8.8026 | k-means | pole | n.a. |  | 0 | n.a. | TRUE | 762.5178
8.1531 | 8.8007 | k-means | pole | n.a. |  | 0 | n.a. | TRUE | 741.9731
8.1545 | 8.8019 | k-means | pole | n.a. |  | 0 | n.a. | TRUE | 928.6924
8.1442 | 8.7941 | k-means | pole | n.a. |  | 0 | n.a. | TRUE | 571.3916
8.1458 | 8.7982 | k-means | pole | n.a. |  | 0 | n.a. | TRUE | 116.0583
8.1467 | 8.8009 | k-means | pole | n.a. |  | 0 | n.a. | TRUE | 256.8504
8.1436 | 8.8021 | k-means | pole | n.a. |  | 0 | n.a. | TRUE | 527.9963
8.1452 | 8.7935 | k-means | pole | n.a. |  | 0 | n.a. | TRUE | 579.8951
8.1437 | 8.7952 | k-means | pole | n.a. |  | 0 | n.a. | TRUE | 508.5566
8.1476 | 8.7968 | k-means | pole | n.a. |  | 0 | n.a. | TRUE | 205.1427
8.1477 | 8.8059 | k-means | pole | n.a. |  | 0 | n.a. | TRUE | 812.5516
8.1449 | 8.797 | k-means | pole | n.a. |  | 0 | n.a. | TRUE | 271.3877
8.1496 | 8.7961 | k-means | pole | n.a. |  | 0 | n.a. | TRUE | 413.8032
8.1497 | 8.7967 | k-means | pole | n.a. |  | 0 | n.a. | TRUE | 376.2635
8.1443 | 8.7937 | k-means | pole | n.a. |  | 0 | n.a. | TRUE | 606.4817
8.1478 | 8.7976 | k-means | pole | n.a. |  | 0 | n.a. | TRUE | 151.6882
8.1466 | 8.8017 | k-means | pole | n.a. |  | 0 | n.a. | TRUE | 352.5853
8.1467 | 8.803 | k-means | pole | n.a. |  | 0 | n.a. | TRUE | 488.3328
8.1547 | 8.8001 | k-means | pole | n.a. |  | 0 | n.a. | TRUE | 901.0618
8.1503 | 8.7979 | k-means | pole | n.a. |  | 0 | n.a. | TRUE | 394.3675
8.1423 | 8.7928 | k-means | pole | n.a. |  | 0 | n.a. | TRUE | 807.2553
8.1415 | 8.7931 | k-means | pole | n.a. |  | 0 | n.a. | TRUE | 842.9537
8.1453 | 8.7954 | k-means | pole | n.a. |  | 0 | n.a. | TRUE | 385.5048
8.1487 | 8.796 | k-means | pole | n.a. |  | 0 | n.a. | TRUE | 349.842
8.1529 | 8.8041 | k-means | pole | n.a. |  | 0 | n.a. | TRUE | 911.9665
8.1446 | 8.793 | k-means | pole | n.a. |  | 0 | n.a. | TRUE | 660.5453
8.1425 | 8.7961 | k-means | pole | n.a. |  | 0 | n.a. | TRUE | 551.7511
8.1471 | 8.7993 | k-means | pole | n.a. |  | 0 | n.a. | TRUE | 87.3736
8.1475 | 8.7938 | k-means | pole | n.a. |  | 0 | n.a. | TRUE | 533.5469
8.1531 | 8.802 | k-means | pole | n.a. |  | 0 | n.a. | TRUE | 801.2866
8.1502 | 8.8094 | k-means | pole | n.a. |  | 0 | n.a. | TRUE | 1254.5968
8.1511 | 8.8069 | k-means | pole | n.a. |  | 0 | n.a. | TRUE | 1038.7098
8.1533 | 8.7995 | k-means | pole | n.a. |  | 0 | n.a. | TRUE | 728.7855
8.1544 | 8.8004 | k-means | pole | n.a. |  | 0 | n.a. | TRUE | 873.7473
8.1425 | 8.7922 | k-means | pole | n.a. |  | 0 | n.a. | TRUE | 848.9137
8.147 | 8.7969 | k-means | pole | n.a. |  | 0 | n.a. | TRUE | 183.9148
8.147 | 8.7959 | k-means | pole | n.a. |  | 0 | n.a. | TRUE | 295.0509
8.1449 | 8.8036 | k-means | pole | n.a. |  | 0 | n.a. | TRUE | 596.0202
8.1478 | 8.8018 | k-means | pole | n.a. |  | 0 | n.a. | TRUE | 379.6958
8.1452 | 8.7942 | k-means | pole | n.a. |  | 0 | n.a. | TRUE | 515.0765
8.1534 | 8.7981 | k-means | pole | n.a. |  | 0 | n.a. | TRUE | 732.8675
8.1491 | 8.7982 | k-means | pole | n.a. |  | 0 | n.a. | TRUE | 261.9327
8.1423 | 8.8044 | k-means | pole | n.a. |  | 0 | n.a. | TRUE | 815.1981
8.1503 | 8.8051 | k-means | pole | n.a. |  | 0 | n.a. | TRUE | 819.6718
8.1419 | 8.7907 | k-means | pole | n.a. |  | 0 | n.a. | TRUE | 1020.261
8.1434 | 8.7961 | k-means | pole | n.a. |  | 0 | n.a. | TRUE | 461.6267
8.1438 | 8.799 | k-means | pole | n.a. |  | 0 | n.a. | TRUE | 332.9886
8.145 | 8.7965 | k-means | pole | n.a. |  | 0 | n.a. | TRUE | 296.6571
8.1506 | 8.8077 | k-means | pole | n.a. |  | 0 | n.a. | TRUE | 1095.2873
8.1463 | 8.8035 | k-means | pole | n.a. |  | 0 | n.a. | TRUE | 552.9244
8.1506 | 8.7974 | k-means | pole | n.a. |  | 0 | n.a. | TRUE | 442.6142
8.1476 | 8.7944 | k-means | pole | n.a. |  | 0 | n.a. | TRUE | 464.6166
8.1454 | 8.804 | k-means | pole | n.a. |  | 0 | n.a. | TRUE | 621.4711
8.1507 | 8.8027 | k-means | pole | n.a. |  | 0 | n.a. | TRUE | 629.8842
8.1447 | 8.7922 | k-means | pole | n.a. |  | 0 | n.a. | TRUE | 739.5159
8.1543 | 8.8037 | k-means | pole | n.a. |  | 0 | n.a. | TRUE | 1009.2848
8.1441 | 8.7928 | k-means | pole | n.a. |  | 0 | n.a. | TRUE | 699.2265
8.1531 | 8.799 | k-means | pole | n.a. |  | 0 | n.a. | TRUE | 700.4807
8.15 | 8.808 | k-means | pole | n.a. |  | 0 | n.a. | TRUE | 1100.6276
8.1511 | 8.7999 | k-means | pole | n.a. |  | 0 | n.a. | TRUE | 500.5981
8.1482 | 8.8041 | k-means | pole | n.a. |  | 0 | n.a. | TRUE | 627.7202
8.149 | 8.7972 | k-means | pole | n.a. |  | 0 | n.a. | TRUE | 285.6416
8.1425 | 8.7991 | k-means | pole | n.a. |  | 0 | n.a. | TRUE | 479.1153
8.1541 | 8.8022 | k-means | pole | n.a. |  | 0 | n.a. | TRUE | 904.7191
8.1522 | 8.7995 | k-means | pole | n.a. |  | 0 | n.a. | TRUE | 608.4086
8.15 | 8.7959 | k-means | pole | n.a. |  | 0 | n.a. | TRUE | 462.915
8.1446 | 8.7956 | k-means | pole | n.a. |  | 0 | n.a. | TRUE | 408.1298
8.1448 | 8.8046 | k-means | pole | n.a. |  | 0 | n.a. | TRUE | 702.0613
8.1455 | 8.8003 | k-means | pole | n.a. |  | 0 | n.a. | TRUE | 239.7691
8.1474 | 8.7962 | k-means | pole | n.a. |  | 0 | n.a. | TRUE | 264.2974
8.1441 | 8.7964 | k-means | pole | n.a. |  | 0 | n.a. | TRUE | 379.8507
8.1417 | 8.7992 | k-means | pole | n.a. |  | 0 | n.a. | TRUE | 575.9134
8.1501 | 8.801 | k-means | pole | n.a. |  | 0 | n.a. | TRUE | 460.8247
8.1549 | 8.802 | k-means | pole | n.a. |  | 0 | n.a. | TRUE | 977.4844
8.1508 | 8.8003 | k-means | pole | n.a. |  | 0 | n.a. | TRUE | 486.0697
8.1459 | 8.7987 | k-means | pole | n.a. |  | 0 | n.a. | TRUE | 104.9826
8.1477 | 8.7983 | k-means | pole | n.a. |  | 0 | n.a. | TRUE | 100.2532
8.145 | 8.7961 | k-means | pole | n.a. |  | 0 | n.a. | TRUE | 339.0815
8.1418 | 8.7967 | k-means | pole | n.a. |  | 0 | n.a. | TRUE | 592.9137
8.1435 | 8.7973 | k-means | pole | n.a. |  | 0 | n.a. | TRUE | 387.7756
8.1528 | 8.7981 | k-means | pole | n.a. |  | 0 | n.a. | TRUE | 672.015
8.1473 | 8.7981 | k-means | pole | n.a. |  | 0 | n.a. | TRUE | 73.2717
8.1433 | 8.8049 | k-means | pole | n.a. |  | 0 | n.a. | TRUE | 804.1911
8.1468 | 8.795 | k-means | pole | n.a. |  | 0 | n.a. | TRUE | 393.4898
8.1495 | 8.8076 | k-means | pole | n.a. |  | 0 | n.a. | TRUE | 1041.5668
8.1421 | 8.8009 | k-means | pole | n.a. |  | 0 | n.a. | TRUE | 584.8265
8.1469 | 8.794 | k-means | pole | n.a. |  | 0 | n.a. | TRUE | 498.3859
8.1523 | 8.801 | k-means | pole | n.a. |  | 0 | n.a. | TRUE | 664.9402
8.1497 | 8.7974 | k-means | pole | n.a. |  | 0 | n.a. | TRUE | 350.0092
8.1441 | 8.7952 | k-means | pole | n.a. |  | 0 | n.a. | TRUE | 476.6361
8.1426 | 8.8036 | k-means | pole | n.a. |  | 0 | n.a. | TRUE | 725.7361
8.1493 | 8.7966 | k-means | pole | n.a. |  | 0 | n.a. | TRUE | 356.3647
8.1473 | 8.8025 | k-means | pole | n.a. |  | 0 | n.a. | TRUE | 443.6166
8.1432 | 8.7949 | k-means | pole | n.a. |  | 0 | n.a. | TRUE | 565.8706
8.1483 | 8.7994 | k-means | pole | n.a. |  | 0 | n.a. | TRUE | 192.7865
8.1409 | 8.7913 | k-means | pole | n.a. |  | 0 | n.a. | TRUE | 1037.7332
8.1459 | 8.7962 | k-means | pole | n.a. |  | 0 | n.a. | TRUE | 273.463
8.1461 | 8.7935 | k-means | pole | n.a. |  | 0 | n.a. | TRUE | 555.5339
8.1452 | 8.7929 | k-means | pole | n.a. |  | 0 | n.a. | TRUE | 643.2819
8.1443 | 8.799 | k-means | pole | n.a. |  | 0 | n.a. | TRUE | 286.2022
8.1438 | 8.7999 | k-means | pole | n.a. |  | 0 | n.a. | TRUE | 362.0425
8.1534 | 8.7973 | k-means | pole | n.a. |  | 0 | n.a. | TRUE | 749.7693
8.1447 | 8.8013 | k-means | pole | n.a. |  | 0 | n.a. | TRUE | 386.291
8.1449 | 8.7989 | k-means | pole | n.a. |  | 0 | n.a. | TRUE | 215.5138
8.1455 | 8.798 | k-means | pole | n.a. |  | 0 | n.a. | TRUE | 151.9322
8.1488 | 8.7953 | k-means | pole | n.a. |  | 0 | n.a. | TRUE | 424.493
8.1454 | 8.7926 | k-means | pole | n.a. |  | 0 | n.a. | TRUE | 674.4894
8.1462 | 8.7989 | k-means | pole | n.a. |  | 0 | n.a. | TRUE | 76.2218
8.1427 | 8.7903 | k-means | pole | n.a. |  | 0 | n.a. | TRUE | 1015.0846
8.1503 | 8.8082 | k-means | pole | n.a. |  | 0 | n.a. | TRUE | 1130.5908
8.1494 | 8.8096 | k-means | pole | n.a. |  | 0 | n.a. | TRUE | 1253.2932
8.1478 | 8.7988 | k-means | pole | n.a. |  | 0 | n.a. | TRUE | 109.3963
8.1421 | 8.7933 | k-means | pole | n.a. |  | 0 | n.a. | TRUE | 778.8451
8.146 | 8.8001 | k-means | pole | n.a. |  | 0 | n.a. | TRUE | 190.7264
8.1446 | 8.7947 | k-means | pole | n.a. |  | 0 | n.a. | TRUE | 488.5956
8.1517 | 8.8043 | k-means | pole | n.a. |  | 0 | n.a. | TRUE | 832.7932
8.1469 | 8.7981 | k-means | pole | n.a. |  | 0 | n.a. | TRUE | 45.5394
8.1501 | 8.7993 | k-means | pole | n.a. |  | 0 | n.a. | TRUE | 379.5298
8.1474 | 8.7993 | k-means | pole | n.a. |  | 0 | n.a. | TRUE | 107.8104
8.1504 | 8.7953 | k-means | pole | n.a. |  | 0 | n.a. | TRUE | 534.4748
8.1421 | 8.7955 | k-means | pole | n.a. |  | 0 | n.a. | TRUE | 615.9899
8.143 | 8.7967 | k-means | pole | n.a. |  | 0 | n.a. | TRUE | 471.6675
8.1489 | 8.8014 | k-means | pole | n.a. |  | 0 | n.a. | TRUE | 393.5084
8.1462 | 8.7964 | k-means | pole | n.a. |  | 0 | n.a. | TRUE | 244.9541
8.1476 | 8.7992 | k-means | pole | n.a. |  | 0 | n.a. | TRUE | 120.8609
8.1427 | 8.8005 | k-means | pole | n.a. |  | 0 | n.a. | TRUE | 501.4939
8.1372 | 8.7934 | k-means | pole | n.a. |  | 0 | n.a. | TRUE | 1207.6942
8.144 | 8.7944 | k-means | pole | n.a. |  | 0 | n.a. | TRUE | 554.2514
8.1473 | 8.7978 | k-means | pole | n.a. |  | 0 | n.a. | TRUE | 94.7412
8.1449 | 8.803 | k-means | pole | n.a. |  | 0 | n.a. | TRUE | 538.8905
8.148 | 8.7974 | k-means | pole | n.a. |  | 0 | n.a. | TRUE | 180.6934
8.1485 | 8.7982 | k-means | pole | n.a. |  | 0 | n.a. | TRUE | 196.3852
8.1435 | 8.8002 | k-means | pole | n.a. |  | 0 | n.a. | TRUE | 408.3094
8.1502 | 8.8032 | k-means | pole | n.a. |  | 0 | n.a. | TRUE | 638.9465
8.1456 | 8.7968 | k-means | pole | n.a. |  | 0 | n.a. | TRUE | 233.1368
8.1482 | 8.7944 | k-means | pole | n.a. |  | 0 | n.a. | TRUE | 477.885
8.1503 | 8.8065 | k-means | pole | n.a. |  | 0 | n.a. | TRUE | 960.4102
8.1452 | 8.7916 | k-means | pole | n.a. |  | 0 | n.a. | TRUE | 786.1383
8.1495 | 8.7994 | k-means | pole | n.a. |  | 0 | n.a. | TRUE | 318.2338
8.1452 | 8.7973 | k-means | pole | n.a. |  | 0 | n.a. | TRUE | 225.4165
8.1433 | 8.7927 | k-means | pole | n.a. |  | 0 | n.a. | TRUE | 750.1536
8.1479 | 8.7962 | k-means | pole | n.a. |  | 0 | n.a. | TRUE | 290.8603
8.142 | 8.7937 | k-means | pole | n.a. |  | 0 | n.a. | TRUE | 751.4987
8.1523 | 8.7941 | k-means | pole | n.a. |  | 0 | n.a. | TRUE | 788.2693
8.1483 | 8.8025 | k-means | pole | n.a. |  | 0 | n.a. | TRUE | 470.0832
8.1461 | 8.8042 | k-means | pole | n.a. |  | 0 | n.a. | TRUE | 628.5118
8.1419 | 8.7948 | k-means | pole | n.a. |  | 0 | n.a. | TRUE | 680.2728
8.154 | 8.7931 | k-means | pole | n.a. |  | 0 | n.a. | TRUE | 1000.0677
8.1439 | 8.7925 | k-means | pole | n.a. |  | 0 | n.a. | TRUE | 738.0226
8.1519 | 8.8066 | k-means | pole | n.a. |  | 0 | n.a. | TRUE | 1055.8489
8.1452 | 8.7982 | k-means | pole | n.a. |  | 0 | n.a. | TRUE | 180.1081
8.1549 | 8.8013 | k-means | pole | n.a. |  | 0 | n.a. | TRUE | 952.878
8.1444 | 8.8022 | k-means | pole | n.a. |  | 0 | n.a. | TRUE | 479.0575
8.1515 | 8.7962 | k-means | pole | n.a. |  | 0 | n.a. | TRUE | 579.5021
8.147 | 8.8061 | k-means | pole | n.a. |  | 0 | n.a. | TRUE | 832.4683
8.1465 | 8.8013 | k-means | pole | n.a. |  | 0 | n.a. | TRUE | 303.3686
8.1472 | 8.7946 | k-means | pole | n.a. |  | 0 | n.a. | TRUE | 438.3394
8.1349 | 8.7938 | k-means | pole | n.a. |  | 0 | n.a. | TRUE | 1425.5795
8.15 | 8.7981 | k-means | pole | n.a. |  | 0 | n.a. | TRUE | 364.6507
8.1481 | 8.7953 | k-means | pole | n.a. |  | 0 | n.a. | TRUE | 390.9463
8.1498 | 8.7964 | k-means | pole | n.a. |  | 0 | n.a. | TRUE | 410.0048
8.1455 | 8.793 | k-means | pole | n.a. |  | 0 | n.a. | TRUE | 624.3153
8.1463 | 8.803 | k-means | pole | n.a. |  | 0 | n.a. | TRUE | 499.4491
8.1515 | 8.7996 | k-means | pole | n.a. |  | 0 | n.a. | TRUE | 533.4607
8.15 | 8.8017 | k-means | pole | n.a. |  | 0 | n.a. | TRUE | 491.3629
8.1476 | 8.8052 | k-means | pole | n.a. |  | 0 | n.a. | TRUE | 734.8341
8.1496 | 8.7958 | k-means | pole | n.a. |  | 0 | n.a. | TRUE | 438.5183
8.1526 | 8.7998 | k-means | pole | n.a. |  | 0 | n.a. | TRUE | 654.4224
8.1421 | 8.7959 | k-means | pole | n.a. |  | 0 | n.a. | TRUE | 596.9025
8.1417 | 8.7927 | k-means | pole | n.a. |  | 0 | n.a. | TRUE | 858.693
8.1422 | 8.7926 | k-means | pole | n.a. |  | 0 | n.a. | TRUE | 833.4022
8.142 | 8.7999 | k-means | pole | n.a. |  | 0 | n.a. | TRUE | 551.3426
8.1426 | 8.7919 | k-means | pole | n.a. |  | 0 | n.a. | TRUE | 869.9311
8.1485 | 8.7979 | k-means | pole | n.a. |  | 0 | n.a. | TRUE | 203.1215
8.1485 | 8.7965 | k-means | pole | n.a. |  | 0 | n.a. | TRUE | 290.696
8.1474 | 8.8038 | k-means | pole | n.a. |  | 0 | n.a. | TRUE | 583.0872
8.1414 | 8.7995 | k-means | pole | n.a. |  | 0 | n.a. | TRUE | 611.488
8.1487 | 8.8053 | k-means | pole | n.a. |  | 0 | n.a. | TRUE | 773.6157
8.1483 | 8.796 | k-means | pole | n.a. |  | 0 | n.a. | TRUE | 320.0224
8.1459 | 8.8032 | k-means | pole | n.a. |  | 0 | n.a. | TRUE | 525.9947
8.1514 | 8.7957 | k-means | pole | n.a. |  | 0 | n.a. | TRUE | 595.0767
8.154 | 8.8005 | k-means | pole | n.a. |  | 0 | n.a. | TRUE | 826.1763
8.1539 | 8.8015 | k-means | pole | n.a. |  | 0 | n.a. | TRUE | 849.2656
8.1483 | 8.8064 | k-means | pole | n.a. |  | 0 | n.a. | TRUE | 875.4829
8.1483 | 8.7988 | k-means | pole | n.a. |  | 0 | n.a. | TRUE | 170.7494
8.1506 | 8.7969 | k-means | pole | n.a. |  | 0 | n.a. | TRUE | 459.1312
8.1474 | 8.8021 | k-means | pole | n.a. |  | 0 | n.a. | TRUE | 399.5843
8.1492 | 8.8072 | k-means | pole | n.a. |  | 0 | n.a. | TRUE | 985.496
8.1484 | 8.7996 | k-means | pole | n.a. |  | 0 | n.a. | TRUE | 212.5544
8.1522 | 8.8 | k-means | pole | n.a. |  | 0 | n.a. | TRUE | 619.2974
8.1452 | 8.8007 | k-means | pole | n.a. |  | 0 | n.a. | TRUE | 299.7125
8.142 | 8.7944 | k-means | pole | n.a. |  | 0 | n.a. | TRUE | 699.0003
8.1349 | 8.7933 | k-means | pole | n.a. |  | 0 | n.a. | TRUE | 1439.5038
8.1474 | 8.8066 | k-means | pole | n.a. |  | 0 | n.a. | TRUE | 894.3179
8.1459 | 8.8052 | k-means | pole | n.a. |  | 0 | n.a. | TRUE | 734.463
8.1511 | 8.8051 | k-means | pole | n.a. |  | 0 | n.a. | TRUE | 869.7376
8.1444 | 8.7961 | k-means | pole | n.a. |  | 0 | n.a. | TRUE | 378.632
8.1449 | 8.7938 | k-means | pole | n.a. |  | 0 | n.a. | TRUE | 562.4846
8.1506 | 8.7955 | k-means | pole | n.a. |  | 0 | n.a. | TRUE | 536.1386
8.1423 | 8.8004 | k-means | pole | n.a. |  | 0 | n.a. | TRUE | 545.0542
8.147 | 8.8017 | k-means | pole | n.a. |  | 0 | n.a. | TRUE | 343.762
8.1443 | 8.7957 | k-means | pole | n.a. |  | 0 | n.a. | TRUE | 412.1324
8.1477 | 8.7947 | k-means | pole | n.a. |  | 0 | n.a. | TRUE | 431.3841
8.1452 | 8.7939 | k-means | pole | n.a. |  | 0 | n.a. | TRUE | 543.2851
8.1518 | 8.8018 | k-means | pole | n.a. |  | 0 | n.a. | TRUE | 661.8405
8.151 | 8.7954 | k-means | pole | n.a. |  | 0 | n.a. | TRUE | 586.9199
8.1488 | 8.7962 | k-means | pole | n.a. |  | 0 | n.a. | TRUE | 340.582
8.1436 | 8.8049 | k-means | pole | n.a. |  | 0 | n.a. | TRUE | 787.5571
8.1536 | 8.8041 | k-means | pole | n.a. |  | 0 | n.a. | TRUE | 975.5906
8.1468 | 8.799 | k-means | pole | n.a. |  | 0 | n.a. | TRUE | 45.5556
8.1495 | 8.7984 | k-means | pole | n.a. |  | 0 | n.a. | TRUE | 298.5404
8.1469 | 8.8 | k-means | pole | n.a. |  | 0 | n.a. | TRUE | 156.1376
8.145 | 8.7923 | k-means | pole | n.a. |  | 0 | n.a. | TRUE | 717.8557
8.1476 | 8.7966 | k-means | pole | n.a. |  | 0 | n.a. | TRUE | 232.8764
8.1526 | 8.801 | k-means | pole | n.a. |  | 0 | n.a. | TRUE | 702.7122
8.145 | 8.8024 | k-means | pole | n.a. |  | 0 | n.a. | TRUE | 466.1648
8.1513 | 8.7966 | k-means | pole | n.a. |  | 0 | n.a. | TRUE | 548.574
8.1337 | 8.7977 | k-means | pole | n.a. |  | 0 | n.a. | TRUE | 1462.3501
8.1429 | 8.7979 | k-means | pole | n.a. |  | 0 | n.a. | TRUE | 443.4961
8.1463 | 8.7958 | k-means | pole | n.a. |  | 0 | n.a. | TRUE | 308.0179
8.1493 | 8.796 | k-means | pole | n.a. |  | 0 | n.a. | TRUE | 395.6854
8.1469 | 8.7968 | k-means | pole | n.a. |  | 0 | n.a. | TRUE | 195.153
8.1431 | 8.8039 | k-means | pole | n.a. |  | 0 | n.a. | TRUE | 720.6138
8.148 | 8.804 | k-means | pole | n.a. |  | 0 | n.a. | TRUE | 609.2515
8.1446 | 8.8 | k-means | pole | n.a. |  | 0 | n.a. | TRUE | 295.524
8.1502 | 8.8068 | k-means | pole | n.a. |  | 0 | n.a. | TRUE | 983.7124
8.1467 | 8.8025 | k-means | pole | n.a. |  | 0 | n.a. | TRUE | 430.1689
8.148 | 8.8001 | k-means | pole | n.a. |  | 0 | n.a. | TRUE | 219.0458
8.1447 | 8.7958 | k-means | pole | n.a. |  | 0 | n.a. | TRUE | 382.0904
8.1465 | 8.793 | k-means | pole | n.a. |  | 0 | n.a. | TRUE | 611.2637
8.1488 | 8.7974 | k-means | pole | n.a. |  | 0 | n.a. | TRUE | 252.4356
8.1428 | 8.7994 | k-means | pole | n.a. |  | 0 | n.a. | TRUE | 452.6944
8.1468 | 8.7986 | k-means | power-house | n.a. |  | 0 | n.a. | TRUE | 2.2215
8.1466 | 8.7978 | k-means | pole | n.a. |  | 0 | n.a. | TRUE | 89.8331
8.1497 | 8.797 | k-means | pole | n.a. |  | 0 | n.a. | TRUE | 363.7603
8.1514 | 8.8036 | k-means | pole | n.a. |  | 0 | n.a. | TRUE | 762.2485
8.1507 | 8.7962 | k-means | pole | n.a. |  | 0 | n.a. | TRUE | 509.046
8.1439 | 8.7933 | k-means | pole | n.a. |  | 0 | n.a. | TRUE | 662.5661
8.1446 | 8.7944 | k-means | pole | n.a. |  | 0 | n.a. | TRUE | 514.78
8.1496 | 8.8009 | k-means | pole | n.a. |  | 0 | n.a. | TRUE | 407.354
8.1412 | 8.7998 | k-means | pole | n.a. |  | 0 | n.a. | TRUE | 632.0284
8.1467 | 8.7994 | k-means | pole | n.a. |  | 0 | n.a. | TRUE | 93.5596
8.146 | 8.7954 | k-means | pole | n.a. |  | 0 | n.a. | TRUE | 357.5137
8.1533 | 8.8023 | k-means | pole | n.a. |  | 0 | n.a. | TRUE | 834.8731
8.154 | 8.7997 | k-means | pole | n.a. |  | 0 | n.a. | TRUE | 813.5088
8.1457 | 8.7926 | k-means | pole | n.a. |  | 0 | n.a. | TRUE | 663.2816
8.1475 | 8.8055 | k-means | pole | n.a. |  | 0 | n.a. | TRUE | 773.377
8.1467 | 8.8021 | k-means | pole | n.a. |  | 0 | n.a. | TRUE | 391.3053
8.1431 | 8.7938 | k-means | pole | n.a. |  | 0 | n.a. | TRUE | 664.2234
8.1434 | 8.7955 | k-means | pole | n.a. |  | 0 | n.a. | TRUE | 507.1723
8.1427 | 8.7945 | k-means | pole | n.a. |  | 0 | n.a. | TRUE | 636.669
8.1511 | 8.8027 | k-means | pole | n.a. |  | 0 | n.a. | TRUE | 658.5339
8.1496 | 8.806 | k-means | pole | n.a. |  | 0 | n.a. | TRUE | 875.0385
8.1455 | 8.7988 | k-means | pole | n.a. |  | 0 | n.a. | TRUE | 141.1729
8.1483 | 8.7977 | k-means | pole | n.a. |  | 0 | n.a. | TRUE | 192.3542
8.1493 | 8.7979 | k-means | pole | n.a. |  | 0 | n.a. | TRUE | 284.7162
8.1468 | 8.8011 | k-means | pole | n.a. |  | 0 | n.a. | TRUE | 283.3998
8.1499 | 8.7954 | k-means | pole | n.a. |  | 0 | n.a. | TRUE | 489.0871
8.1497 | 8.8066 | k-means | pole | n.a. |  | 0 | n.a. | TRUE | 944.9901
8.1487 | 8.7966 | k-means | pole | n.a. |  | 0 | n.a. | TRUE | 296.5421
8.1474 | 8.8007 | k-means | pole | n.a. |  | 0 | n.a. | TRUE | 245.3898
8.1472 | 8.7972 | k-means | pole | n.a. |  | 0 | n.a. | TRUE | 154.4316
8.1416 | 8.7956 | k-means | pole | n.a. |  | 0 | n.a. | TRUE | 666.3615
8.1464 | 8.7965 | k-means | pole | n.a. |  | 0 | n.a. | TRUE | 231.8426
8.145 | 8.7942 | k-means | pole | n.a. |  | 0 | n.a. | TRUE | 517.5676
8.1466 | 8.797 | k-means | pole | n.a. |  | 0 | n.a. | TRUE | 171.1204
8.1428 | 8.7923 | k-means | pole | n.a. |  | 0 | n.a. | TRUE | 824.6994
8.1483 | 8.8054 | k-means | pole | n.a. |  | 0 | n.a. | TRUE | 774.5859
8.1541 | 8.8007 | k-means | pole | n.a. |  | 0 | n.a. | TRUE | 848.8772
8.1407 | 8.7935 | k-means | pole | n.a. |  | 0 | n.a. | TRUE | 872.3728
8.1461 | 8.8006 | k-means | pole | n.a. |  | 0 | n.a. | TRUE | 242.5496
8.1444 | 8.7977 | k-means | pole | n.a. |  | 0 | n.a. | TRUE | 281.3839
8.1409 | 8.798 | k-means | pole | n.a. |  | 0 | n.a. | TRUE | 657.4967
8.144 | 8.8026 | k-means | pole | n.a. |  | 0 | n.a. | TRUE | 549.791
8.1479 | 8.7949 | k-means | pole | n.a. |  | 0 | n.a. | TRUE | 422.8789
8.1455 | 8.7965 | k-means | pole | n.a. |  | 0 | n.a. | TRUE | 263.1699
8.1539 | 8.8011 | k-means | pole | n.a. |  | 0 | n.a. | TRUE | 839.4406
8.1508 | 8.8039 | k-means | pole | n.a. |  | 0 | n.a. | TRUE | 738.9613
8.1467 | 8.7934 | k-means | pole | n.a. |  | 0 | n.a. | TRUE | 561.676
8.1497 | 8.7977 | k-means | pole | n.a. |  | 0 | n.a. | TRUE | 337.0356
8.1512 | 8.7962 | k-means | pole | n.a. |  | 0 | n.a. | TRUE | 548.2611
8.1445 | 8.7967 | k-means | pole | n.a. |  | 0 | n.a. | TRUE | 321.0742
8.153 | 8.8003 | k-means | pole | n.a. |  | 0 | n.a. | TRUE | 712.9917
8.1505 | 8.8016 | k-means | pole | n.a. |  | 0 | n.a. | TRUE | 536.4823
8.148 | 8.7941 | k-means | pole | n.a. |  | 0 | n.a. | TRUE | 506.8282
8.1438 | 8.7927 | k-means | pole | n.a. |  | 0 | n.a. | TRUE | 728.6454
8.1445 | 8.8044 | k-means | pole | n.a. |  | 0 | n.a. | TRUE | 695.5639
8.143 | 8.7943 | k-means | pole | n.a. |  | 0 | n.a. | TRUE | 630.7718
8.1454 | 8.8051 | k-means | pole | n.a. |  | 0 | n.a. | TRUE | 741.1663
8.1466 | 8.799 | k-means | pole | n.a. |  | 0 | n.a. | TRUE | 54.9847
8.1509 | 8.7999 | k-means | pole | n.a. |  | 0 | n.a. | TRUE | 478.2402
8.1443 | 8.7929 | k-means | pole | n.a. |  | 0 | n.a. | TRUE | 684.5412
8.1459 | 8.7931 | k-means | pole | n.a. |  | 0 | n.a. | TRUE | 604.6698
8.1478 | 8.7942 | k-means | pole | n.a. |  | 0 | n.a. | TRUE | 487.6001
8.1529 | 8.7991 | k-means | pole | n.a. |  | 0 | n.a. | TRUE | 683.7356
8.1474 | 8.7983 | k-means | pole | n.a. |  | 0 | n.a. | TRUE | 70.2841
8.1477 | 8.7997 | k-means | pole | n.a. |  | 0 | n.a. | TRUE | 159.483
8.1468 | 8.8032 | k-means | pole | n.a. |  | 0 | n.a. | TRUE | 516.0136
8.1492 | 8.7986 | k-means | pole | n.a. |  | 0 | n.a. | TRUE | 271.1813
8.1444 | 8.7939 | k-means | pole | n.a. |  | 0 | n.a. | TRUE | 570.1005
8.1431 | 8.7998 | k-means | pole | n.a. |  | 0 | n.a. | TRUE | 436.9397
8.1495 | 8.8052 | k-means | pole | n.a. |  | 0 | n.a. | TRUE | 791.2605
8.1432 | 8.7958 | k-means | pole | n.a. |  | 0 | n.a. | TRUE | 506.8151
8.1427 | 8.7963 | k-means | pole | n.a. |  | 0 | n.a. | TRUE | 514.4496
8.1416 | 8.8012 | k-means | pole | n.a. |  | 0 | n.a. | TRUE | 643.1645
8.1444 | 8.7926 | k-means | pole | n.a. |  | 0 | n.a. | TRUE | 709.593
8.1472 | 8.7953 | k-means | pole | n.a. |  | 0 | n.a. | TRUE | 365.4431
8.1442 | 8.7973 | k-means | pole | n.a. |  | 0 | n.a. | TRUE | 322.9085
8.1466 | 8.8043 | k-means | pole | n.a. |  | 0 | n.a. | TRUE | 632.7388
8.1469 | 8.7979 | k-means | pole | n.a. |  | 0 | n.a. | TRUE | 77.1173
8.1502 | 8.7967 | k-means | pole | n.a. |  | 0 | n.a. | TRUE | 429.502
8.1476 | 8.8014 | k-means | pole | n.a. |  | 0 | n.a. | TRUE | 321.7627
8.1472 | 8.8047 | k-means | pole | n.a. |  | 0 | n.a. | TRUE | 684.1973
8.1481 | 8.7969 | k-means | pole | n.a. |  | 0 | n.a. | TRUE | 238.6849
8.1454 | 8.8042 | k-means | pole | n.a. |  | 0 | n.a. | TRUE | 646.6131
8.1438 | 8.7974 | k-means | pole | n.a. |  | 0 | n.a. | TRUE | 357.1444
8.1504 | 8.8043 | k-means | pole | n.a. |  | 0 | n.a. | TRUE | 748.3367
8.1524 | 8.7993 | k-means | pole | n.a. |  | 0 | n.a. | TRUE | 631.1145
8.1434 | 8.7938 | k-means | pole | n.a. |  | 0 | n.a. | TRUE | 646.0054
8.1495 | 8.8094 | k-means | pole | n.a. |  | 0 | n.a. | TRUE | 1231.0978
8.1478 | 8.8037 | k-means | pole | n.a. |  | 0 | n.a. | TRUE | 579.5363
8.1453 | 8.7933 | k-means | pole | n.a. |  | 0 | n.a. | TRUE | 602.8831
8.1415 | 8.7974 | k-means | pole | n.a. |  | 0 | n.a. | TRUE | 606.1129
8.1441 | 8.8118 | k-means | pole | n.a. |  | 0 | n.a. | TRUE | 1489.2964
8.1353 | 8.7933 | k-means | pole | n.a. |  | 0 | n.a. | TRUE | 1402.3072
8.1434 | 8.7968 | k-means | pole | n.a. |  | 0 | n.a. | TRUE | 418.8718
8.1442 | 8.7948 | k-means | pole | n.a. |  | 0 | n.a. | TRUE | 508.6221
8.1498 | 8.798 | k-means | pole | n.a. |  | 0 | n.a. | TRUE | 334.793
8.1473 | 8.8028 | k-means | pole | n.a. |  | 0 | n.a. | TRUE | 475.5204
8.1422 | 8.8014 | k-means | pole | n.a. |  | 0 | n.a. | TRUE | 601.5806
8.1469 | 8.7938 | k-means | pole | n.a. |  | 0 | n.a. | TRUE | 523.7871
8.1488 | 8.7983 | k-means | pole | n.a. |  | 0 | n.a. | TRUE | 221.611
8.1449 | 8.8118 | k-means | pole | n.a. |  | 0 | n.a. | TRUE | 1471.8611
8.1426 | 8.7977 | k-means | pole | n.a. |  | 0 | n.a. | TRUE | 475.8119
8.1456 | 8.7996 | k-means | pole | n.a. |  | 0 | n.a. | TRUE | 175.7469
8.1436 | 8.796 | k-means | pole | n.a. |  | 0 | n.a. | TRUE | 454.344
8.1453 | 8.8034 | k-means | pole | n.a. |  | 0 | n.a. | TRUE | 559.2923
8.1455 | 8.7952 | k-means | pole | n.a. |  | 0 | n.a. | TRUE | 394.2456
8.1427 | 8.7958 | k-means | pole | n.a. |  | 0 | n.a. | TRUE | 548.581
8.1505 | 8.8051 | k-means | pole | n.a. |  | 0 | n.a. | TRUE | 830.934
8.1482 | 8.7947 | k-means | pole | n.a. |  | 0 | n.a. | TRUE | 457.6053
8.1489 | 8.7971 | k-means | pole | n.a. |  | 0 | n.a. | TRUE | 278.964
8.1459 | 8.7951 | k-means | pole | n.a. |  | 0 | n.a. | TRUE | 391.748
8.1471 | 8.7982 | k-means | pole | n.a. |  | 0 | n.a. | TRUE | 47.3816
8.144 | 8.794 | k-means | pole | n.a. |  | 0 | n.a. | TRUE | 592.0482
8.147 | 8.7987 | k-means | pole | n.a. |  | 0 | n.a. | TRUE | 28.4838
8.1472 | 8.7974 | k-means | pole | n.a. |  | 0 | n.a. | TRUE | 134.0675
8.1477 | 8.7972 | k-means | pole | n.a. |  | 0 | n.a. | TRUE | 174.5811
8.1465 | 8.8009 | k-means | pole | n.a. |  | 0 | n.a. | TRUE | 264.5481
8.1468 | 8.7959 | k-means | pole | n.a. |  | 0 | n.a. | TRUE | 286.7086
8.1477 | 8.7953 | k-means | pole | n.a. |  | 0 | n.a. | TRUE | 366.7862
8.1453 | 8.7965 | k-means | pole | n.a. |  | 0 | n.a. | TRUE | 278.8202
8.1312 | 8.794 | k-means | pole | n.a. |  | 0 | n.a. | TRUE | 1798.6903
8.1461 | 8.8014 | k-means | pole | n.a. |  | 0 | n.a. | TRUE | 325.7606
8.1499 | 8.8051 | k-means | pole | n.a. |  | 0 | n.a. | TRUE | 796.6681
8.1467 | 8.7967 | k-means | pole | n.a. |  | 0 | n.a. | TRUE | 208.6812
8.147 | 8.8039 | k-means | pole | n.a. |  | 0 | n.a. | TRUE | 589.6637
8.1472 | 8.797 | k-means | pole | n.a. |  | 0 | n.a. | TRUE | 171.3827
8.1481 | 8.8043 | k-means | pole | n.a. |  | 0 | n.a. | TRUE | 649.4196
8.1444 | 8.7947 | k-means | pole | n.a. |  | 0 | n.a. | TRUE | 503.8846
8.1447 | 8.7968 | k-means | pole | n.a. |  | 0 | n.a. | TRUE | 297.1234
8.1509 | 8.7968 | k-means | pole | n.a. |  | 0 | n.a. | TRUE | 497.9674
8.1473 | 8.8035 | k-means | pole | n.a. |  | 0 | n.a. | TRUE | 548.0459
8.1437 | 8.7932 | k-means | pole | n.a. |  | 0 | n.a. | TRUE | 675.2862
8.1516 | 8.7966 | k-means | pole | n.a. |  | 0 | n.a. | TRUE | 577.172
8.1484 | 8.7962 | k-means | pole | n.a. |  | 0 | n.a. | TRUE | 311.4529
8.1512 | 8.8037 | k-means | pole | n.a. |  | 0 | n.a. | TRUE | 749.873
8.1418 | 8.7994 | k-means | pole | n.a. |  | 0 | n.a. | TRUE | 569.5729
8.1414 | 8.7936 | k-means | pole | n.a. |  | 0 | n.a. | TRUE | 807.592
8.1431 | 8.798 | k-means | pole | n.a. |  | 0 | n.a. | TRUE | 413.7181
8.1482 | 8.7983 | k-means | pole | n.a. |  | 0 | n.a. | TRUE | 163.6309
8.1479 | 8.7937 | k-means | pole | n.a. |  | 0 | n.a. | TRUE | 551.0156
8.151 | 8.8103 | k-means | pole | n.a. |  | 0 | n.a. | TRUE | 1377.5668
8.1475 | 8.7978 | k-means | pole | n.a. |  | 0 | n.a. | TRUE | 116.5423
8.15 | 8.8047 | k-means | pole | n.a. |  | 0 | n.a. | TRUE | 769.5831
8.1472 | 8.7962 | k-means | pole | n.a. |  | 0 | n.a. | TRUE | 262.2826
8.147 | 8.8007 | k-means | pole | n.a. |  | 0 | n.a. | TRUE | 243.7325
8.1464 | 8.8112 | k-means | pole | n.a. |  | 0 | n.a. | TRUE | 1393.6204
8.1452 | 8.7979 | k-means | pole | n.a. |  | 0 | n.a. | TRUE | 197.1236
8.1463 | 8.8002 | k-means | pole | n.a. |  | 0 | n.a. | TRUE | 194.5263
8.1482 | 8.795 | k-means | pole | n.a. |  | 0 | n.a. | TRUE | 419.9633
8.1493 | 8.7975 | k-means | pole | n.a. |  | 0 | n.a. | TRUE | 298.6242
8.145 | 8.8047 | k-means | pole | n.a. |  | 0 | n.a. | TRUE | 707.0542
8.1447 | 8.7932 | k-means | pole | n.a. |  | 0 | n.a. | TRUE | 631.5833
8.1494 | 8.7961 | k-means | pole | n.a. |  | 0 | n.a. | TRUE | 392.9553
8.1498 | 8.8091 | k-means | pole | n.a. |  | 0 | n.a. | TRUE | 1213.5097
8.142 | 8.7997 | k-means | pole | n.a. |  | 0 | n.a. | TRUE | 543.0632
8.1464 | 8.8025 | k-means | pole | n.a. |  | 0 | n.a. | TRUE | 438.817
8.1473 | 8.8058 | k-means | pole | n.a. |  | 0 | n.a. | TRUE | 803.5066
8.1474 | 8.7956 | k-means | pole | n.a. |  | 0 | n.a. | TRUE | 331.6552
8.1506 | 8.8004 | k-means | pole | n.a. |  | 0 | n.a. | TRUE | 463.6891
8.1481 | 8.8058 | k-means | pole | n.a. |  | 0 | n.a. | TRUE | 810.0721
8.1333 | 8.7963 | k-means | pole | n.a. |  | 0 | n.a. | TRUE | 1518.24
8.1424 | 8.7905 | k-means | pole | n.a. |  | 0 | n.a. | TRUE | 1010.1072
8.1465 | 8.7986 | k-means | pole | n.a. |  | 0 | n.a. | TRUE | 31.8605
8.1493 | 8.8051 | k-means | pole | n.a. |  | 0 | n.a. | TRUE | 768.9877
8.1482 | 8.7956 | k-means | pole | n.a. |  | 0 | n.a. | TRUE | 362.0226
8.1496 | 8.8079 | k-means | pole | n.a. |  | 0 | n.a. | TRUE | 1077.4557
8.143 | 8.8042 | k-means | pole | n.a. |  | 0 | n.a. | TRUE | 749.3782
8.1478 | 8.8013 | k-means | pole | n.a. |  | 0 | n.a. | TRUE | 324.9031
8.1448 | 8.7947 | k-means | pole | n.a. |  | 0 | n.a. | TRUE | 473.6286
8.1481 | 8.8018 | k-means | pole | n.a. |  | 0 | n.a. | TRUE | 384.3037
8.1506 | 8.8084 | k-means | pole | n.a. |  | 0 | n.a. | TRUE | 1159.2078
8.1498 | 8.8059 | k-means | pole | n.a. |  | 0 | n.a. | TRUE | 877.4006
8.1528 | 8.7989 | k-means | pole | n.a. |  | 0 | n.a. | TRUE | 670.2324
8.1486 | 8.7985 | k-means | pole | n.a. |  | 0 | n.a. | TRUE | 199.8538
8.1532 | 8.7971 | k-means | pole | n.a. |  | 0 | n.a. | TRUE | 727.8963
8.1514 | 8.8003 | k-means | pole | n.a. |  | 0 | n.a. | TRUE | 549.045
8.1418 | 8.7931 | k-means | pole | n.a. |  | 0 | n.a. | TRUE | 816.6371
8.1439 | 8.7964 | k-means | pole | n.a. |  | 0 | n.a. | TRUE | 394.2106
8.142 | 8.7969 | k-means | pole | n.a. |  | 0 | n.a. | TRUE | 567.9486
8.1464 | 8.7974 | k-means | pole | n.a. |  | 0 | n.a. | TRUE | 131.5569
8.148 | 8.7965 | k-means | pole | n.a. |  | 0 | n.a. | TRUE | 265.5077
8.1464 | 8.7954 | k-means | pole | n.a. |  | 0 | n.a. | TRUE | 347.5391
8.1466 | 8.7949 | k-means | pole | n.a. |  | 0 | n.a. | TRUE | 403.5685
8.1352 | 8.794 | k-means | pole | n.a. |  | 0 | n.a. | TRUE | 1378.0898
8.1442 | 8.7944 | k-means | pole | n.a. |  | 0 | n.a. | TRUE | 538.144
8.1501 | 8.7963 | k-means | pole | n.a. |  | 0 | n.a. | TRUE | 440.2551
8.1452 | 8.7923 | k-means | pole | n.a. |  | 0 | n.a. | TRUE | 708.2438
8.1469 | 8.8071 | k-means | pole | n.a. |  | 0 | n.a. | TRUE | 943.6408
8.1497 | 8.7966 | k-means | pole | n.a. |  | 0 | n.a. | TRUE | 386.0721
8.1446 | 8.795 | k-means | pole | n.a. |  | 0 | n.a. | TRUE | 463.2166
8.1451 | 8.7919 | k-means | pole | n.a. |  | 0 | n.a. | TRUE | 760.8496
8.1492 | 8.8078 | k-means | pole | n.a. |  | 0 | n.a. | TRUE | 1049.5801
8.1481 | 8.7959 | k-means | pole | n.a. |  | 0 | n.a. | TRUE | 319.6046
8.1522 | 8.8065 | k-means | pole | n.a. |  | 0 | n.a. | TRUE | 1064.0433
8.1447 | 8.7994 | k-means | pole | n.a. |  | 0 | n.a. | TRUE | 255.4546
8.1463 | 8.7979 | k-means | pole | n.a. |  | 0 | n.a. | TRUE | 90.078
8.144 | 8.7954 | k-means | pole | n.a. |  | 0 | n.a. | TRUE | 466.5684
8.1504 | 8.7975 | k-means | pole | n.a. |  | 0 | n.a. | TRUE | 413.0041
8.1484 | 8.797 | k-means | pole | n.a. |  | 0 | n.a. | TRUE | 243.6314
8.1505 | 8.8 | k-means | pole | n.a. |  | 0 | n.a. | TRUE | 436.749
8.148 | 8.7972 | k-means | pole | n.a. |  | 0 | n.a. | TRUE | 200.3703
8.1446 | 8.7943 | k-means | pole | n.a. |  | 0 | n.a. | TRUE | 532.9277
8.1498 | 8.7989 | k-means | pole | n.a. |  | 0 | n.a. | TRUE | 333.9775
8.1496 | 8.7987 | k-means | pole | n.a. |  | 0 | n.a. | TRUE | 312.56
8.148 | 8.8056 | k-means | pole | n.a. |  | 0 | n.a. | TRUE | 787.5258
8.1451 | 8.7928 | k-means | pole | n.a. |  | 0 | n.a. | TRUE | 662.174
8.1493 | 8.7983 | k-means | pole | n.a. |  | 0 | n.a. | TRUE | 278.6221
8.1448 | 8.7925 | k-means | pole | n.a. |  | 0 | n.a. | TRUE | 696.8179
8.148 | 8.7989 | k-means | pole | n.a. |  | 0 | n.a. | TRUE | 142.1772
8.1471 | 8.8014 | k-means | pole | n.a. |  | 0 | n.a. | TRUE | 313.5734
8.1439 | 8.7985 | k-means | pole | n.a. |  | 0 | n.a. | TRUE | 318.6376
8.1438 | 8.7966 | k-means | pole | n.a. |  | 0 | n.a. | TRUE | 394.497
8.152 | 8.8029 | k-means | pole | n.a. |  | 0 | n.a. | TRUE | 747.9097
8.1451 | 8.7972 | k-means | pole | n.a. |  | 0 | n.a. | TRUE | 244.911
8.1448 | 8.798 | k-means | pole | n.a. |  | 0 | n.a. | TRUE | 233.7523
8.1432 | 8.796 | k-means | pole | n.a. |  | 0 | n.a. | TRUE | 484.0602
8.1471 | 8.799 | k-means | pole | n.a. |  | 0 | n.a. | TRUE | 64.7107
8.1493 | 8.8058 | k-means | pole | n.a. |  | 0 | n.a. | TRUE | 846.3136
8.146 | 8.7938 | k-means | pole | n.a. |  | 0 | n.a. | TRUE | 532.735
8.1485 | 8.8063 | k-means | pole | n.a. |  | 0 | n.a. | TRUE | 870.7134
8.1487 | 8.8045 | k-means | pole | n.a. |  | 0 | n.a. | TRUE | 694.0854
8.1491 | 8.7963 | k-means | pole | n.a. |  | 0 | n.a. | TRUE | 355.4595
8.1466 | 8.794 | k-means | pole | n.a. |  | 0 | n.a. | TRUE | 496.7634
8.1464 | 8.7976 | k-means | pole | n.a. |  | 0 | n.a. | TRUE | 111.9283
8.1509 | 8.8089 | k-means | pole | n.a. |  | 0 | n.a. | TRUE | 1231.3083
8.1431 | 8.7964 | k-means | pole | n.a. |  | 0 | n.a. | TRUE | 475.3459
8.1442 | 8.7942 | k-means | pole | n.a. |  | 0 | n.a. | TRUE | 553.7501
8.15 | 8.8002 | k-means | pole | n.a. |  | 0 | n.a. | TRUE | 400.3282
8.1534 | 8.7996 | k-means | pole | n.a. |  | 0 | n.a. | TRUE | 747.2903
8.143 | 8.8001 | k-means | pole | n.a. |  | 0 | n.a. | TRUE | 451.7305
8.1508 | 8.7959 | k-means | pole | n.a. |  | 0 | n.a. | TRUE | 532.9327
8.1448 | 8.7973 | k-means | pole | n.a. |  | 0 | n.a. | TRUE | 261.8298
8.146 | 8.804 | k-means | pole | n.a. |  | 0 | n.a. | TRUE | 601.8342
8.1509 | 8.7995 | k-means | pole | n.a. |  | 0 | n.a. | TRUE | 462.534
8.1425 | 8.793 | k-means | pole | n.a. |  | 0 | n.a. | TRUE | 778.8006
8.1461 | 8.8054 | k-means | pole | n.a. |  | 0 | n.a. | TRUE | 759.5592
8.1492 | 8.7966 | k-means | pole | n.a. |  | 0 | n.a. | TRUE | 341.1193
8.1462 | 8.8051 | k-means | pole | n.a. |  | 0 | n.a. | TRUE | 729.8821
8.1434 | 8.8021 | k-means | pole | n.a. |  | 0 | n.a. | TRUE | 544.0933
8.1422 | 8.7953 | k-means | pole | n.a. |  | 0 | n.a. | TRUE | 624.5419
8.1491 | 8.8023 | k-means | pole | n.a. |  | 0 | n.a. | TRUE | 486.1923
8.146 | 8.7983 | k-means | pole | n.a. |  | 0 | n.a. | TRUE | 94.2938
8.1496 | 8.8022 | k-means | pole | n.a. |  | 0 | n.a. | TRUE | 506.3197
8.1437 | 8.7963 | k-means | pole | n.a. |  | 0 | n.a. | TRUE | 426.4249
8.1533 | 8.8009 | k-means | pole | n.a. |  | 0 | n.a. | TRUE | 770.5811
8.1509 | 8.7964 | k-means | pole | n.a. |  | 0 | n.a. | TRUE | 515.9532
8.1477 | 8.7967 | k-means | pole | n.a. |  | 0 | n.a. | TRUE | 227.9333
8.1484 | 8.8048 | k-means | pole | n.a. |  | 0 | n.a. | TRUE | 708.2482
8.1478 | 8.7978 | k-means | pole | n.a. |  | 0 | n.a. | TRUE | 138.3353
8.1473 | 8.7936 | k-means | pole | n.a. |  | 0 | n.a. | TRUE | 547.9088
8.152 | 8.7995 | k-means | pole | n.a. |  | 0 | n.a. | TRUE | 583.4658
8.1458 | 8.8 | k-means | pole | n.a. |  | 0 | n.a. | TRUE | 193.7453
8.1457 | 8.793 | k-means | pole | n.a. |  | 0 | n.a. | TRUE | 626.4382
8.1469 | 8.797 | k-means | pole | n.a. |  | 0 | n.a. | TRUE | 168.3083
8.1459 | 8.803 | k-means | pole | n.a. |  | 0 | n.a. | TRUE | 502.0057
8.1426 | 8.7967 | k-means | pole | n.a. |  | 0 | n.a. | TRUE | 512.8853
8.1453 | 8.797 | k-means | pole | n.a. |  | 0 | n.a. | TRUE | 243.5022
8.1335 | 8.7981 | k-means | pole | n.a. |  | 0 | n.a. | TRUE | 1477.2354
8.1425 | 8.7928 | k-means | pole | n.a. |  | 0 | n.a. | TRUE | 792.0457
8.1506 | 8.7995 | k-means | pole | n.a. |  | 0 | n.a. | TRUE | 437.1471
8.1434 | 8.7919 | k-means | pole | n.a. |  | 0 | n.a. | TRUE | 822.5728
8.1473 | 8.7939 | k-means | pole | n.a. |  | 0 | n.a. | TRUE | 511.8292
8.1465 | 8.7935 | k-means | pole | n.a. |  | 0 | n.a. | TRUE | 557.795
8.1548 | 8.8015 | k-means | pole | n.a. |  | 0 | n.a. | TRUE | 948.8787
8.1478 | 8.8007 | k-means | pole | n.a. |  | 0 | n.a. | TRUE | 259.2171
8.147 | 8.7964 | k-means | pole | n.a. |  | 0 | n.a. | TRUE | 233.2631
8.1485 | 8.7976 | k-means | pole | n.a. |  | 0 | n.a. | TRUE | 220.9605
8.1422 | 8.7993 | k-means | pole | n.a. |  | 0 | n.a. | TRUE | 515.3247
8.1491 | 8.8054 | k-means | pole | n.a. |  | 0 | n.a. | TRUE | 794.1296
8.1422 | 8.7935 | k-means | pole | n.a. |  | 0 | n.a. | TRUE | 758.7176
8.1457 | 8.7952 | k-means | pole | n.a. |  | 0 | n.a. | TRUE | 384.843
8.1501 | 8.7979 | k-means | pole | n.a. |  | 0 | n.a. | TRUE | 376.6099
8.1531 | 8.8015 | k-means | pole | n.a. |  | 0 | n.a. | TRUE | 769.2868
8.1495 | 8.7968 | k-means | pole | n.a. |  | 0 | n.a. | TRUE | 352.357
8.1463 | 8.8039 | k-means | pole | n.a. |  | 0 | n.a. | TRUE | 593.0742
8.1519 | 8.8044 | k-means | pole | n.a. |  | 0 | n.a. | TRUE | 857.4388
8.1477 | 8.7964 | k-means | pole | n.a. |  | 0 | n.a. | TRUE | 258.0365
8.1477 | 8.7989 | k-means | pole | n.a. |  | 0 | n.a. | TRUE | 114.2182
8.1474 | 8.7969 | k-means | pole | n.a. |  | 0 | n.a. | TRUE | 190.6529
8.1467 | 8.7963 | k-means | pole | n.a. |  | 0 | n.a. | TRUE | 252.0761
8.1471 | 8.7944 | k-means | pole | n.a. |  | 0 | n.a. | TRUE | 458.5177
8.1442 | 8.7934 | k-means | pole | n.a. |  | 0 | n.a. | TRUE | 632.7893
8.1485 | 8.8085 | k-means | pole | n.a. |  | 0 | n.a. | TRUE | 1112.3974
8.1451 | 8.7963 | k-means | pole | n.a. |  | 0 | n.a. | TRUE | 310.1436
8.1413 | 8.791 | k-means | pole | n.a. |  | 0 | n.a. | TRUE | 1025.6988
8.1461 | 8.7962 | k-means | pole | n.a. |  | 0 | n.a. | TRUE | 269.5306
8.1454 | 8.8046 | k-means | pole | n.a. |  | 0 | n.a. | TRUE | 688.5892
8.1465 | 8.8016 | k-means | pole | n.a. |  | 0 | n.a. | TRUE | 337.0183
8.1535 | 8.8001 | k-means | pole | n.a. |  | 0 | n.a. | TRUE | 764.1112
8.1537 | 8.8012 | k-means | pole | n.a. |  | 0 | n.a. | TRUE | 818.0616
8.1466 | 8.8039 | k-means | pole | n.a. |  | 0 | n.a. | TRUE | 584.7009
8.1475 | 8.799 | k-means | pole | n.a. |  | 0 | n.a. | TRUE | 97.4218
8.1454 | 8.794 | k-means | pole | n.a. |  | 0 | n.a. | TRUE | 520.1095
8.1532 | 8.7993 | k-means | pole | n.a. |  | 0 | n.a. | TRUE | 712.445
8.1477 | 8.7961 | k-means | pole | n.a. |  | 0 | n.a. | TRUE | 290.3341
8.1442 | 8.7966 | k-means | pole | n.a. |  | 0 | n.a. | TRUE | 363.8235
8.1443 | 8.7952 | k-means | pole | n.a. |  | 0 | n.a. | TRUE | 466.9527
8.1448 | 8.7962 | k-means | pole | n.a. |  | 0 | n.a. | TRUE | 339.2201
8.1491 | 8.7979 | k-means | pole | n.a. |  | 0 | n.a. | TRUE | 265.2207
8.144 | 8.795 | k-means | pole | n.a. |  | 0 | n.a. | TRUE | 499.4963
8.1506 | 8.8027 | k-means | pole | n.a. |  | 0 | n.a. | TRUE | 617.2
8.1461 | 8.7987 | k-means | pole | n.a. |  | 0 | n.a. | TRUE | 80.2062
8.1446 | 8.7953 | k-means | pole | n.a. |  | 0 | n.a. | TRUE | 433.4723
8.1481 | 8.7992 | k-means | pole | n.a. |  | 0 | n.a. | TRUE | 162.3867
8.1468 | 8.7942 | k-means | pole | n.a. |  | 0 | n.a. | TRUE | 475.9899
8.143 | 8.8035 | k-means | pole | n.a. |  | 0 | n.a. | TRUE | 687.3509
8.1459 | 8.8007 | k-means | pole | n.a. |  | 0 | n.a. | TRUE | 262.1999
8.1446 | 8.797 | k-means | pole | n.a. |  | 0 | n.a. | TRUE | 302.1253
8.1412 | 8.7975 | k-means | pole | n.a. |  | 0 | n.a. | TRUE | 637.5077
8.1468 | 8.8016 | k-means | pole | n.a. |  | 0 | n.a. | TRUE | 331.3653
8.1428 | 8.7941 | k-means | pole | n.a. |  | 0 | n.a. | TRUE | 666.8814
8.1429 | 8.791 | k-means | pole | n.a. |  | 0 | n.a. | TRUE | 940.4651
8.1451 | 8.7997 | k-means | pole | n.a. |  | 0 | n.a. | TRUE | 222.8061
8.1459 | 8.7933 | k-means | pole | n.a. |  | 0 | n.a. | TRUE | 589.727
8.1418 | 8.7999 | k-means | pole | n.a. |  | 0 | n.a. | TRUE | 574.2818
8.1487 | 8.7977 | k-means | pole | n.a. |  | 0 | n.a. | TRUE | 229.2713
8.1438 | 8.7997 | k-means | pole | n.a. |  | 0 | n.a. | TRUE | 353.9036
8.1408 | 8.7986 | k-means | pole | n.a. |  | 0 | n.a. | TRUE | 666.5726
8.1464 | 8.7991 | k-means | pole | n.a. |  | 0 | n.a. | TRUE | 71.0374
8.1512 | 8.797 | k-means | pole | n.a. |  | 0 | n.a. | TRUE | 524.3398
8.1425 | 8.7926 | k-means | pole | n.a. |  | 0 | n.a. | TRUE | 812.2701
8.1466 | 8.7958 | k-means | pole | n.a. |  | 0 | n.a. | TRUE | 299.3964
8.1428 | 8.7953 | k-means | pole | n.a. |  | 0 | n.a. | TRUE | 570.1126
8.1469 | 8.793 | k-means | pole | n.a. |  | 0 | n.a. | TRUE | 614.5737
8.1448 | 8.7955 | k-means | pole | n.a. |  | 0 | n.a. | TRUE | 408.5716
8.1493 | 8.8022 | k-means | pole | n.a. |  | 0 | n.a. | TRUE | 494.7461
8.1537 | 8.8003 | k-means | pole | n.a. |  | 0 | n.a. | TRUE | 789.6795
8.1464 | 8.797 | k-means | pole | n.a. |  | 0 | n.a. | TRUE | 173.2087
8.1492 | 8.8067 | k-means | pole | n.a. |  | 0 | n.a. | TRUE | 938.2248
8.1466 | 8.7982 | k-means | pole | n.a. |  | 0 | n.a. | TRUE | 43.1117
8.1444 | 8.7954 | k-means | pole | n.a. |  | 0 | n.a. | TRUE | 440.407
8.1422 | 8.7969 | long-distance | pole | n.a. |  | 0 | n.a. | TRUE | 542.3843
8.143 | 8.7921 | long-distance | pole | n.a. |  | 0 | n.a. | TRUE | 826.2782
8.1331 | 8.7969 | long-distance | pole | n.a. |  | 0 | n.a. | TRUE | 1531.2489
8.1445 | 8.8116 | long-distance | pole | n.a. |  | 0 | n.a. | TRUE | 1456.7978
8.1443 | 8.8118 | long-distance | pole | n.a. |  | 0 | n.a. | TRUE | 1485.8649
8.153 | 8.7974 | long-distance | pole | n.a. |  | 0 | n.a. | TRUE | 702.7962
8.1532 | 8.7979 | long-distance | pole | n.a. |  | 0 | n.a. | TRUE | 720.3381
8.1531 | 8.7933 | long-distance | pole | n.a. |  | 0 | n.a. | TRUE | 909.1366
8.1525 | 8.7937 | long-distance | pole | n.a. |  | 0 | n.a. | TRUE | 828.9451
8.1488 | 8.8016 | long-distance | pole | n.a. |  | 0 | n.a. | TRUE | 398.4742
8.1484 | 8.8018 | long-distance | pole | n.a. |  | 0 | n.a. | TRUE | 394.0691
8.1393 | 8.7889 | long-distance | pole | n.a. |  | 0 | n.a. | TRUE | 1344.2077
8.1396 | 8.7893 | long-distance | pole | n.a. |  | 0 | n.a. | TRUE | 1298.2413
8.1398 | 8.7896 | long-distance | pole | n.a. |  | 0 | n.a. | TRUE | 1252.284
8.14 | 8.79 | long-distance | pole | n.a. |  | 0 | n.a. | TRUE | 1206.3369
8.1403 | 8.7903 | long-distance | pole | n.a. |  | 0 | n.a. | TRUE | 1160.4012
8.1545 | 8.8012 | long-distance | pole | n.a. |  | 0 | n.a. | TRUE | 908.3645
8.1543 | 8.8008 | long-distance | pole | n.a. |  | 0 | n.a. | TRUE | 873.7508
8.1511 | 8.8066 | long-distance | pole | n.a. |  | 0 | n.a. | TRUE | 1009.7427
8.1409 | 8.7982 | long-distance | pole | n.a. |  | 0 | n.a. | TRUE | 660.4347
8.1428 | 8.7898 | long-distance | pole | n.a. |  | 0 | n.a. | TRUE | 1054.4252
8.1429 | 8.7894 | long-distance | pole | n.a. |  | 0 | n.a. | TRUE | 1094.6112
8.143 | 8.789 | long-distance | pole | n.a. |  | 0 | n.a. | TRUE | 1135.5527
8.1431 | 8.7885 | long-distance | pole | n.a. |  | 0 | n.a. | TRUE | 1177.171
8.1432 | 8.7881 | long-distance | pole | n.a. |  | 0 | n.a. | TRUE | 1219.3968
8.1433 | 8.7876 | long-distance | pole | n.a. |  | 0 | n.a. | TRUE | 1262.1691
8.1434 | 8.7872 | long-distance | pole | n.a. |  | 0 | n.a. | TRUE | 1305.4341
8.1435 | 8.7868 | long-distance | pole | n.a. |  | 0 | n.a. | TRUE | 1349.1446
8.1436 | 8.7863 | long-distance | pole | n.a. |  | 0 | n.a. | TRUE | 1393.2585
8.142 | 8.7915 | long-distance | pole | n.a. |  | 0 | n.a. | TRUE | 935.5697
8.142 | 8.7909 | long-distance | pole | n.a. |  | 0 | n.a. | TRUE | 995.1512
8.1516 | 8.804 | long-distance | pole | n.a. |  | 0 | n.a. | TRUE | 807.889
8.1541 | 8.8045 | long-distance | pole | n.a. |  | 0 | n.a. | TRUE | 1046.7551
8.1541 | 8.804 | long-distance | pole | n.a. |  | 0 | n.a. | TRUE | 1006.715
8.1509 | 8.811 | long-distance | pole | n.a. |  | 0 | n.a. | TRUE | 1446.4609
8.151 | 8.8107 | long-distance | pole | n.a. |  | 0 | n.a. | TRUE | 1411.8988
8.1331 | 8.7958 | long-distance | pole | n.a. |  | 0 | n.a. | TRUE | 1550.7108
8.1328 | 8.7955 | long-distance | pole | n.a. |  | 0 | n.a. | TRUE | 1590.3037
8.1325 | 8.7953 | long-distance | pole | n.a. |  | 0 | n.a. | TRUE | 1630.1182
8.1322 | 8.795 | long-distance | pole | n.a. |  | 0 | n.a. | TRUE | 1670.1383
8.1319 | 8.7948 | long-distance | pole | n.a. |  | 0 | n.a. | TRUE | 1710.3496
8.1316 | 8.7946 | long-distance | pole | n.a. |  | 0 | n.a. | TRUE | 1750.739
8.1522 | 8.8012 | long-distance | pole | n.a. |  | 0 | n.a. | TRUE | 668.6306
8.1459 | 8.8115 | long-distance | pole | n.a. |  | 0 | n.a. | TRUE | 1428.3637
8.1456 | 8.8116 | long-distance | pole | n.a. |  | 0 | n.a. | TRUE | 1441.815
8.1452 | 8.8117 | long-distance | pole | n.a. |  | 0 | n.a. | TRUE | 1456.3246
8.1402 | 8.7942 | long-distance | pole | n.a. |  | 0 | n.a. | TRUE | 877.0562
8.1398 | 8.7941 | long-distance | pole | n.a. |  | 0 | n.a. | TRUE | 920.1821
8.1394 | 8.794 | long-distance | pole | n.a. |  | 0 | n.a. | TRUE | 963.5323
8.139 | 8.7939 | long-distance | pole | n.a. |  | 0 | n.a. | TRUE | 1007.0777
8.1386 | 8.7938 | long-distance | pole | n.a. |  | 0 | n.a. | TRUE | 1050.7941
8.1382 | 8.7937 | long-distance | pole | n.a. |  | 0 | n.a. | TRUE | 1094.661
8.1378 | 8.7936 | long-distance | pole | n.a. |  | 0 | n.a. | TRUE | 1138.661
8.1471 | 8.8074 | long-distance | pole | n.a. |  | 0 | n.a. | TRUE | 971.9578
8.1498 | 8.8015 | long-distance | pole | n.a. |  | 0 | n.a. | TRUE | 460.8605
8.1547 | 8.8038 | long-distance | pole | n.a. |  | 0 | n.a. | TRUE | 1048.345
8.1551 | 8.8038 | long-distance | pole | n.a. |  | 0 | n.a. | TRUE | 1087.9876
8.1555 | 8.8038 | long-distance | pole | n.a. |  | 0 | n.a. | TRUE | 1128.1509
8.1559 | 8.8038 | long-distance | pole | n.a. |  | 0 | n.a. | TRUE | 1168.7815
8.1407 | 8.791 | long-distance | pole | n.a. |  | 0 | n.a. | TRUE | 1076.0914
8.1335 | 8.7978 | long-distance | pole | n.a. |  | 0 | n.a. | TRUE | 1479.9068
8.1467 | 8.8109 | long-distance | pole | n.a. |  | 0 | n.a. | TRUE | 1358.9087
8.147 | 8.8106 | long-distance | pole | n.a. |  | 0 | n.a. | TRUE | 1324.8928
8.1472 | 8.8103 | long-distance | pole | n.a. |  | 0 | n.a. | TRUE | 1291.6278
8.1475 | 8.81 | long-distance | pole | n.a. |  | 0 | n.a. | TRUE | 1259.1732
8.1478 | 8.8097 | long-distance | pole | n.a. |  | 0 | n.a. | TRUE | 1227.5932
8.1481 | 8.8093 | long-distance | pole | n.a. |  | 0 | n.a. | TRUE | 1196.9571
8.1484 | 8.809 | long-distance | pole | n.a. |  | 0 | n.a. | TRUE | 1167.3393
8.1514 | 8.8097 | long-distance | pole | n.a. |  | 0 | n.a. | TRUE | 1331.6906
8.1512 | 8.8092 | long-distance | pole | n.a. |  | 0 | n.a. | TRUE | 1267.7127
8.142 | 8.8011 | long-distance | pole | n.a. |  | 0 | n.a. | TRUE | 605.591
8.1546 | 8.7999 | long-distance | pole | n.a. |  | 0 | n.a. | TRUE | 886.0012
8.1525 | 8.8109 | long-distance | pole | n.a. |  | 0 | n.a. | TRUE | 1498.4101
8.1522 | 8.8107 | long-distance | pole | n.a. |  | 0 | n.a. | TRUE | 1463.1351
8.1519 | 8.8105 | long-distance | pole | n.a. |  | 0 | n.a. | TRUE | 1428.2052
8.1515 | 8.8103 | long-distance | pole | n.a. |  | 0 | n.a. | TRUE | 1393.6463
8.1433 | 8.8044 | long-distance | pole | n.a. |  | 0 | n.a. | TRUE | 751.9812
8.1408 | 8.794 | long-distance | pole | n.a. |  | 0 | n.a. | TRUE | 832.4367
8.1523 | 8.8044 | long-distance | pole | n.a. |  | 0 | n.a. | TRUE | 882.9362
8.1527 | 8.8043 | long-distance | pole | n.a. |  | 0 | n.a. | TRUE | 909.8007
8.1504 | 8.8089 | long-distance | pole | n.a. |  | 0 | n.a. | TRUE | 1212.2164
8.1507 | 8.8086 | long-distance | pole | n.a. |  | 0 | n.a. | TRUE | 1184.4546
8.1457 | 8.8056 | long-distance | pole | n.a. |  | 0 | n.a. | TRUE | 785.6236
8.1494 | 8.8038 | long-distance | pole | n.a. |  | 0 | n.a. | TRUE | 646.8713
8.15 | 8.8041 | long-distance | pole | n.a. |  | 0 | n.a. | TRUE | 707.743
8.1545 | 8.8017 | long-distance | pole | n.a. |  | 0 | n.a. | TRUE | 923.445
8.1518 | 8.7945 | long-distance | pole | n.a. |  | 0 | n.a. | TRUE | 716.1674
8.1516 | 8.7948 | long-distance | pole | n.a. |  | 0 | n.a. | TRUE | 672.975
8.1513 | 8.7951 | long-distance | pole | n.a. |  | 0 | n.a. | TRUE | 629.885
8.1517 | 8.8054 | long-distance | pole | n.a. |  | 0 | n.a. | TRUE | 930.5555
8.1516 | 8.8034 | long-distance | pole | n.a. |  | 0 | n.a. | TRUE | 754.9667
8.1558 | 8.8011 | long-distance | pole | n.a. |  | 0 | n.a. | TRUE | 1036.6066
8.1554 | 8.8012 | long-distance | pole | n.a. |  | 0 | n.a. | TRUE | 994.4638
8.1415 | 8.795 | long-distance | pole | n.a. |  | 0 | n.a. | TRUE | 707.5471
8.14 | 8.7963 | long-distance | pole | n.a. |  | 0 | n.a. | TRUE | 795.6176
8.1404 | 8.7963 | long-distance | pole | n.a. |  | 0 | n.a. | TRUE | 754.0713
8.1408 | 8.7964 | long-distance | pole | n.a. |  | 0 | n.a. | TRUE | 712.6637
8.1528 | 8.7965 | long-distance | pole | n.a. |  | 0 | n.a. | TRUE | 698.3248
8.1531 | 8.7968 | long-distance | pole | n.a. |  | 0 | n.a. | TRUE | 729.8257
8.1504 | 8.8034 | long-distance | pole | n.a. |  | 0 | n.a. | TRUE | 670.6283
8.1472 | 8.8068 | long-distance | pole | n.a. |  | 0 | n.a. | TRUE | 905.2062
8.145 | 8.8008 | long-distance | pole | n.a. |  | 0 | n.a. | TRUE | 322.4211
8.152 | 8.806 | long-distance | pole | n.a. |  | 0 | n.a. | TRUE | 1001.0082
8.1506 | 8.8023 | long-distance | pole | n.a. |  | 0 | n.a. | TRUE | 597.1255
8.1511 | 8.7991 | long-distance | pole | n.a. |  | 0 | n.a. | TRUE | 476.638
8.1415 | 8.7964 | long-distance | pole | n.a. |  | 0 | n.a. | TRUE | 633.6813
8.1452 | 8.8025 | long-distance | pole | n.a. |  | 0 | n.a. | TRUE | 472.1657
8.141 | 8.7911 | long-distance | pole | n.a. |  | 0 | n.a. | TRUE | 1043.759
8.1422 | 8.7945 | long-distance | pole | n.a. |  | 0 | n.a. | TRUE | 674.5436
8.1508 | 8.807 | long-distance | pole | n.a. |  | 0 | n.a. | TRUE | 1029.617
8.1423 | 8.7919 | long-distance | pole | n.a. |  | 0 | n.a. | TRUE | 885.4497
8.146 | 8.8028 | long-distance | pole | n.a. |  | 0 | n.a. | TRUE | 477.1078
8.1467 | 8.8045 | long-distance | pole | n.a. |  | 0 | n.a. | TRUE | 654.1471
8.1343 | 8.7943 | long-distance | pole | n.a. |  | 0 | n.a. | TRUE | 1468.4582
8.1341 | 8.7946 | long-distance | pole | n.a. |  | 0 | n.a. | TRUE | 1474.7246
8.1339 | 8.795 | long-distance | pole | n.a. |  | 0 | n.a. | TRUE | 1482.1663
8.1338 | 8.7953 | long-distance | pole | n.a. |  | 0 | n.a. | TRUE | 1490.7659
8.1336 | 8.7957 | long-distance | pole | n.a. |  | 0 | n.a. | TRUE | 1500.5034
8.1515 | 8.8015 | long-distance | pole | n.a. |  | 0 | n.a. | TRUE | 619.9138
8.1487 | 8.8082 | long-distance | pole | n.a. |  | 0 | n.a. | TRUE | 1088.0255
8.1522 | 8.7982 | long-distance | pole | n.a. |  | 0 | n.a. | TRUE | 604.8163
8.1525 | 8.7981 | long-distance | pole | n.a. |  | 0 | n.a. | TRUE | 638.4156
8.142 | 8.8005 | long-distance | pole | n.a. |  | 0 | n.a. | TRUE | 571.4765
8.15 | 8.8031 | long-distance | pole | n.a. |  | 0 | n.a. | TRUE | 613.3139
8.1458 | 8.8049 | long-distance | pole | n.a. |  | 0 | n.a. | TRUE | 710.766
8.1488 | 8.8061 | long-distance | pole | n.a. |  | 0 | n.a. | TRUE | 857.177
8.15 | 8.7995 | long-distance | pole | n.a. |  | 0 | n.a. | TRUE | 368.894
8.1499 | 8.7999 | long-distance | pole | n.a. |  | 0 | n.a. | TRUE | 379.8682
8.1432 | 8.802 | long-distance | pole | n.a. |  | 0 | n.a. | TRUE | 545.4677
8.1497 | 8.8019 | long-distance | pole | n.a. |  | 0 | n.a. | TRUE | 487.3605
8.1411 | 8.7915 | long-distance | pole | n.a. |  | 0 | n.a. | TRUE | 1000.1847
8.1359 | 8.7931 | long-distance | pole | n.a. |  | 0 | n.a. | TRUE | 1352.4848
8.1363 | 8.7932 | long-distance | pole | n.a. |  | 0 | n.a. | TRUE | 1304.1139
8.1367 | 8.7933 | long-distance | pole | n.a. |  | 0 | n.a. | TRUE | 1255.8463
8.1534 | 8.8019 | long-distance | pole | n.a. |  | 0 | n.a. | TRUE | 822.0881
8.1412 | 8.8 | long-distance | pole | n.a. |  | 0 | n.a. | TRUE | 641.4202
8.1492 | 8.8009 | long-distance | pole | n.a. |  | 0 | n.a. | TRUE | 374.2811
8.1463 | 8.7947 | long-distance | pole | n.a. |  | 0 | n.a. | TRUE | 429.4405
8.1432 | 8.8025 | long-distance | pole | n.a. |  | 0 | n.a. | TRUE | 589.9913
8.143 | 8.8032 | long-distance | pole | n.a. |  | 0 | n.a. | TRUE | 661.2889
8.1537 | 8.7932 | long-distance | pole | n.a. |  | 0 | n.a. | TRUE | 974.4613
8.1449 | 8.7916 | long-distance | pole | n.a. |  | 0 | n.a. | TRUE | 793.7113
8.1487 | 8.8012 | long-distance | pole | n.a. |  | 0 | n.a. | TRUE | 363.58
8.1334 | 8.7975 | long-distance | pole | n.a. |  | 0 | n.a. | TRUE | 1497.8565
8.1442 | 8.7985 | long-distance | pole | n.a. |  | 0 | n.a. | TRUE | 292.2203
8.1522 | 8.8028 | long-distance | pole | n.a. |  | 0 | n.a. | TRUE | 754.7958
8.1529 | 8.8009 | long-distance | pole | n.a. |  | 0 | n.a. | TRUE | 721.9511
8.1543 | 8.8021 | long-distance | pole | n.a. |  | 0 | n.a. | TRUE | 916.3695
8.1533 | 8.8041 | long-distance | pole | n.a. |  | 0 | n.a. | TRUE | 943.4283
8.1477 | 8.8016 | long-distance | pole | n.a. |  | 0 | n.a. | TRUE | 350.713
8.1531 | 8.7981 | long-distance | pole | n.a. |  | 0 | n.a. | TRUE | 702.437
8.1421 | 8.7906 | long-distance | pole | n.a. |  | 0 | n.a. | TRUE | 1014.7512
8.1416 | 8.7909 | long-distance | pole | n.a. |  | 0 | n.a. | TRUE | 1022.3721
8.1505 | 8.8079 | long-distance | pole | n.a. |  | 0 | n.a. | TRUE | 1112.6752
8.1498 | 8.808 | long-distance | pole | n.a. |  | 0 | n.a. | TRUE | 1088.7964
8.1499 | 8.801 | long-distance | pole | n.a. |  | 0 | n.a. | TRUE | 433.9859
8.1549 | 8.8017 | long-distance | pole | n.a. |  | 0 | n.a. | TRUE | 962.959
8.1528 | 8.7985 | long-distance | pole | n.a. |  | 0 | n.a. | TRUE | 669.8229
8.1451 | 8.8032 | long-distance | pole | n.a. |  | 0 | n.a. | TRUE | 548.4138
8.1433 | 8.8001 | long-distance | pole | n.a. |  | 0 | n.a. | TRUE | 429.7257
8.1497 | 8.7992 | long-distance | pole | n.a. |  | 0 | n.a. | TRUE | 324.9254
8.1349 | 8.7936 | long-distance | pole | n.a. |  | 0 | n.a. | TRUE | 1432.3121
8.1517 | 8.7996 | long-distance | pole | n.a. |  | 0 | n.a. | TRUE | 558.3439
8.1508 | 8.8051 | long-distance | pole | n.a. |  | 0 | n.a. | TRUE | 849.8787
8.1496 | 8.8063 | long-distance | pole | n.a. |  | 0 | n.a. | TRUE | 910.0037
8.151 | 8.8038 | long-distance | pole | n.a. |  | 0 | n.a. | TRUE | 743.838
8.1417 | 8.7971 | long-distance | pole | n.a. |  | 0 | n.a. | TRUE | 586.1996
8.1452 | 8.8047 | long-distance | pole | n.a. |  | 0 | n.a. | TRUE | 697.4266

## links
Link type | Length | Lat from | Lon from | Lat to | Lon to
connection | 7.3882 | 8.1456 | 8.795 | 8.1456 | 8.7949
connection | 15.6564 | 8.1458 | 8.795 | 8.1456 | 8.7949
connection | 19.7926 | 8.1455 | 8.7949 | 8.1456 | 8.7949
connection | 9.6277 | 8.1457 | 8.7949 | 8.1456 | 8.7949
connection | 4.0213 | 8.1479 | 8.7968 | 8.1479 | 8.7969
connection | 14.259 | 8.148 | 8.7969 | 8.1479 | 8.7969
connection | 13.392 | 8.1478 | 8.7969 | 8.1479 | 8.7969
connection | 9.5938 | 8.1429 | 8.7919 | 8.1428 | 8.792
connection | 9.5938 | 8.1428 | 8.792 | 8.1428 | 8.792
connection | 15.2517 | 8.1468 | 8.7998 | 8.1467 | 8.7997
connection | 12.6921 | 8.1466 | 8.7997 | 8.1467 | 8.7997
connection | 4.9214 | 8.1466 | 8.7998 | 8.1467 | 8.7997
connection | 3.9282 | 8.1502 | 8.7974 | 8.1501 | 8.7974
connection | 17.0856 | 8.1502 | 8.7976 | 8.1501 | 8.7974
connection | 6.1895 | 8.1501 | 8.7974 | 8.1501 | 8.7974
connection | 15.2885 | 8.1501 | 8.7973 | 8.1501 | 8.7974
connection | 8.8001 | 8.144 | 8.7994 | 8.1441 | 8.7994
connection | 8.8001 | 8.1441 | 8.7993 | 8.1441 | 8.7994
connection | 15.7042 | 8.1444 | 8.7927 | 8.1445 | 8.7927
connection | 9.6599 | 8.1446 | 8.7927 | 8.1445 | 8.7927
connection | 4.8723 | 8.1445 | 8.7927 | 8.1445 | 8.7927
connection | 6.4039 | 8.1445 | 8.7927 | 8.1445 | 8.7927
connection | 8.3292 | 8.1476 | 8.7941 | 8.1477 | 8.794
connection | 11.0533 | 8.1478 | 8.794 | 8.1477 | 8.794
connection | 6.6274 | 8.1477 | 8.7941 | 8.1477 | 8.794
connection | 6.6564 | 8.1499 | 8.8094 | 8.1498 | 8.8094
connection | 6.6564 | 8.1498 | 8.8095 | 8.1498 | 8.8094
connection | 6.6894 | 8.1472 | 8.8032 | 8.1472 | 8.8032
connection | 6.6894 | 8.1473 | 8.8032 | 8.1472 | 8.8032
connection | 16.3766 | 8.1452 | 8.7967 | 8.1451 | 8.7968
connection | 2.5147 | 8.1451 | 8.7968 | 8.1451 | 8.7968
connection | 15.4277 | 8.145 | 8.797 | 8.1451 | 8.7968
connection | 10.7773 | 8.1435 | 8.7963 | 8.1434 | 8.7964
connection | 8.7637 | 8.1433 | 8.7963 | 8.1434 | 8.7964
connection | 7.7718 | 8.1433 | 8.7964 | 8.1434 | 8.7964
connection | 10.2581 | 8.1505 | 8.7963 | 8.1505 | 8.7964
connection | 9.4009 | 8.1504 | 8.7963 | 8.1505 | 8.7964
connection | 10.2147 | 8.1506 | 8.7964 | 8.1505 | 8.7964
connection | 11.3032 | 8.1505 | 8.7965 | 8.1505 | 8.7964
connection | 9.4502 | 8.147 | 8.7985 | 8.1471 | 8.7984
connection | 4.508 | 8.1471 | 8.7984 | 8.1471 | 8.7984
connection | 8.7458 | 8.1471 | 8.7984 | 8.1471 | 8.7984
connection | 8.3809 | 8.1534 | 8.8002 | 8.1533 | 8.8002
connection | 8.3809 | 8.1533 | 8.8001 | 8.1533 | 8.8002
connection | 8.2786 | 8.147 | 8.7973 | 8.147 | 8.7972
connection | 8.2786 | 8.1471 | 8.7972 | 8.147 | 8.7972
connection | 6.0048 | 8.1444 | 8.7944 | 8.1444 | 8.7943
connection | 6.0048 | 8.1444 | 8.7943 | 8.1444 | 8.7943
connection | 4.5979 | 8.1459 | 8.7928 | 8.1459 | 8.7928
connection | 4.5979 | 8.1458 | 8.7928 | 8.1459 | 8.7928
connection | 8.3465 | 8.1474 | 8.8011 | 8.1474 | 8.8011
connection | 9.2435 | 8.1475 | 8.801 | 8.1474 | 8.8011
connection | 11.8996 | 8.1475 | 8.8012 | 8.1474 | 8.8011
connection | 2.4713 | 8.1474 | 8.8011 | 8.1474 | 8.8011
connection | 12.5068 | 8.1443 | 8.7955 | 8.1442 | 8.7956
connection | 3.6759 | 8.1442 | 8.7955 | 8.1442 | 8.7956
connection | 15.7136 | 8.144 | 8.7956 | 8.1442 | 8.7956
connection | 10.846 | 8.1481 | 8.7962 | 8.1482 | 8.7962
connection | 12.6449 | 8.1483 | 8.7963 | 8.1482 | 8.7962
connection | 8.4613 | 8.1482 | 8.7962 | 8.1482 | 8.7962
connection | 7.114 | 8.1482 | 8.7963 | 8.1482 | 8.7962
connection | 2.0142 | 8.1482 | 8.7962 | 8.1482 | 8.7962
connection | 6.9401 | 8.1479 | 8.7991 | 8.1479 | 8.7992
connection | 6.9401 | 8.1479 | 8.7992 | 8.1479 | 8.7992
connection | 10.4942 | 8.1501 | 8.8083 | 8.1501 | 8.8082
connection | 10.4942 | 8.1501 | 8.8082 | 8.1501 | 8.8082
connection | 16.4587 | 8.149 | 8.8048 | 8.1489 | 8.8047
connection | 12.7776 | 8.1489 | 8.8046 | 8.1489 | 8.8047
connection | 5.7309 | 8.1489 | 8.8047 | 8.1489 | 8.8047
connection | 4.9635 | 8.1546 | 8.8009 | 8.1545 | 8.8009
connection | 4.9635 | 8.1545 | 8.801 | 8.1545 | 8.8009
connection | 4.6703 | 8.1466 | 8.7933 | 8.1466 | 8.7933
connection | 4.6703 | 8.1466 | 8.7933 | 8.1466 | 8.7933
connection | 15.268 | 8.1437 | 8.7929 | 8.1438 | 8.7928
connection | 6.8989 | 8.1438 | 8.7928 | 8.1438 | 8.7928
connection | 10.8518 | 8.1439 | 8.7929 | 8.1438 | 8.7928
connection | 3.0459 | 8.1439 | 8.7928 | 8.1438 | 8.7928
connection | 11.8457 | 8.1439 | 8.7928 | 8.1438 | 8.7928
connection | 8.0213 | 8.1425 | 8.7955 | 8.1424 | 8.7955
connection | 8.0213 | 8.1423 | 8.7955 | 8.1424 | 8.7955
connection | 7.5277 | 8.1495 | 8.7981 | 8.1494 | 8.7981
connection | 8.8772 | 8.1495 | 8.798 | 8.1494 | 8.7981
connection | 7.008 | 8.1494 | 8.7981 | 8.1494 | 8.7981
connection | 4.9412 | 8.1494 | 8.7981 | 8.1494 | 8.7981
connection | 6.2977 | 8.1495 | 8.7964 | 8.1495 | 8.7963
connection | 6.2977 | 8.1495 | 8.7963 | 8.1495 | 8.7963
connection | 7.0064 | 8.1464 | 8.8041 | 8.1465 | 8.8041
connection | 7.75 | 8.1465 | 8.8041 | 8.1465 | 8.8041
connection | 8.6585 | 8.1465 | 8.804 | 8.1465 | 8.8041
connection | 5.2036 | 8.1463 | 8.8114 | 8.1463 | 8.8114
connection | 11.8213 | 8.1463 | 8.8113 | 8.1463 | 8.8114
connection | 7.6309 | 8.1464 | 8.8114 | 8.1463 | 8.8114
connection | 9.7753 | 8.1463 | 8.8115 | 8.1463 | 8.8114
connection | 6.4418 | 8.15 | 8.8069 | 8.15 | 8.8068
connection | 9.7806 | 8.1499 | 8.8067 | 8.15 | 8.8068
connection | 7.5197 | 8.1501 | 8.8068 | 8.15 | 8.8068
connection | 7.3963 | 8.1468 | 8.7966 | 8.1468 | 8.7965
connection | 2.0754 | 8.1468 | 8.7965 | 8.1468 | 8.7965
connection | 7.7645 | 8.1468 | 8.7964 | 8.1468 | 8.7965
connection | 8.6399 | 8.1454 | 8.7975 | 8.1454 | 8.7976
connection | 8.6399 | 8.1455 | 8.7977 | 8.1454 | 8.7976
connection | 12.8711 | 8.1463 | 8.8017 | 8.1463 | 8.8016
connection | 10.756 | 8.1464 | 8.8016 | 8.1463 | 8.8016
connection | 7.4714 | 8.1463 | 8.8016 | 8.1463 | 8.8016
connection | 6.818 | 8.1518 | 8.7969 | 8.1518 | 8.7969
connection | 6.818 | 8.1517 | 8.797 | 8.1518 | 8.7969
connection | 6.2387 | 8.1474 | 8.8076 | 8.1474 | 8.8076
connection | 6.2387 | 8.1473 | 8.8076 | 8.1474 | 8.8076
connection | 15.7027 | 8.1452 | 8.7945 | 8.1453 | 8.7944
connection | 9.041 | 8.1453 | 8.7945 | 8.1453 | 8.7944
connection | 1.9599 | 8.1453 | 8.7944 | 8.1453 | 8.7944
connection | 18.3865 | 8.1454 | 8.7942 | 8.1453 | 8.7944
connection | 8.9782 | 8.1504 | 8.805 | 8.1503 | 8.8049
connection | 8.9782 | 8.1503 | 8.8048 | 8.1503 | 8.8049
connection | 7.9456 | 8.1534 | 8.7992 | 8.1533 | 8.7992
connection | 6.9814 | 8.1533 | 8.7993 | 8.1533 | 8.7992
connection | 4.8101 | 8.1533 | 8.7992 | 8.1533 | 8.7992
connection | 5.6438 | 8.1455 | 8.8048 | 8.1455 | 8.8048
connection | 5.6438 | 8.1454 | 8.8048 | 8.1455 | 8.8048
connection | 9.98 | 8.1493 | 8.8073 | 8.1494 | 8.8074
connection | 9.98 | 8.1494 | 8.8074 | 8.1494 | 8.8074
connection | 5.5773 | 8.1423 | 8.7933 | 8.1424 | 8.7934
connection | 5.5773 | 8.1424 | 8.7934 | 8.1424 | 8.7934
connection | 6.1849 | 8.1429 | 8.7997 | 8.1429 | 8.7997
connection | 6.1849 | 8.1429 | 8.7998 | 8.1429 | 8.7997
connection | 12.7211 | 8.1476 | 8.8041 | 8.1477 | 8.8042
connection | 6.2712 | 8.1477 | 8.8042 | 8.1477 | 8.8042
connection | 12.0573 | 8.1478 | 8.8042 | 8.1477 | 8.8042
connection | 4.7119 | 8.145 | 8.7922 | 8.145 | 8.7921
connection | 4.7119 | 8.145 | 8.7921 | 8.145 | 8.7921
connection | 7.3619 | 8.1487 | 8.8056 | 8.1486 | 8.8056
connection | 7.7677 | 8.1486 | 8.8055 | 8.1486 | 8.8056
connection | 9.2445 | 8.1485 | 8.8056 | 8.1486 | 8.8056
connection | 4.8025 | 8.1466 | 8.7981 | 8.1465 | 8.798
connection | 4.8025 | 8.1465 | 8.798 | 8.1465 | 8.798
connection | 9.6805 | 8.1447 | 8.796 | 8.1447 | 8.7961
connection | 3.9877 | 8.1446 | 8.7961 | 8.1447 | 8.7961
connection | 10.9671 | 8.1447 | 8.7962 | 8.1447 | 8.7961
connection | 7.0299 | 8.1425 | 8.798 | 8.1425 | 8.798
connection | 7.5509 | 8.1426 | 8.798 | 8.1425 | 8.798
connection | 9.3927 | 8.1425 | 8.7981 | 8.1425 | 8.798
connection | 9.3194 | 8.1434 | 8.7951 | 8.1435 | 8.795
connection | 9.3194 | 8.1435 | 8.7949 | 8.1435 | 8.795
connection | 10.4136 | 8.1447 | 8.7952 | 8.1447 | 8.7951
connection | 13.9999 | 8.1445 | 8.7952 | 8.1447 | 8.7951
connection | 10.7668 | 8.1447 | 8.7951 | 8.1447 | 8.7951
connection | 3.9667 | 8.1447 | 8.7952 | 8.1447 | 8.7951
connection | 10.4022 | 8.1486 | 8.8088 | 8.1486 | 8.8087
connection | 10.4022 | 8.1487 | 8.8086 | 8.1486 | 8.8087
connection | 13.2213 | 8.1456 | 8.7962 | 8.1457 | 8.7961
connection | 10.3027 | 8.1458 | 8.7961 | 8.1457 | 8.7961
connection | 12.0793 | 8.1456 | 8.796 | 8.1457 | 8.7961
connection | 9.2936 | 8.1463 | 8.7987 | 8.1463 | 8.7986
connection | 9.2936 | 8.1463 | 8.7986 | 8.1463 | 8.7986
connection | 6.7793 | 8.1441 | 8.7977 | 8.144 | 8.7976
connection | 6.7793 | 8.144 | 8.7976 | 8.144 | 8.7976
connection | 16.4198 | 8.1511 | 8.7958 | 8.151 | 8.7957
connection | 12.3009 | 8.1509 | 8.7956 | 8.151 | 8.7957
connection | 13.9697 | 8.1509 | 8.7957 | 8.151 | 8.7957
connection | 3.2671 | 8.151 | 8.7958 | 8.151 | 8.7957
connection | 12.798 | 8.151 | 8.7959 | 8.151 | 8.7957
connection | 2.1147 | 8.1512 | 8.8002 | 8.1512 | 8.8002
connection | 19.3061 | 8.1512 | 8.8004 | 8.1512 | 8.8002
connection | 10.1808 | 8.1513 | 8.8001 | 8.1512 | 8.8002
connection | 13.2407 | 8.1512 | 8.8001 | 8.1512 | 8.8002
connection | 9.8072 | 8.1494 | 8.7988 | 8.1494 | 8.7989
connection | 4.0693 | 8.1494 | 8.7988 | 8.1494 | 8.7989
connection | 11.9664 | 8.1493 | 8.7989 | 8.1494 | 8.7989
connection | 7.8294 | 8.1494 | 8.7989 | 8.1494 | 8.7989
connection | 10.0407 | 8.1469 | 8.8023 | 8.1469 | 8.8023
connection | 5.1314 | 8.1468 | 8.8023 | 8.1469 | 8.8023
connection | 8.4274 | 8.1468 | 8.8024 | 8.1469 | 8.8023
connection | 6.4741 | 8.148 | 8.7997 | 8.1481 | 8.7997
connection | 14.4462 | 8.148 | 8.7998 | 8.1481 | 8.7997
connection | 15.2406 | 8.1482 | 8.7996 | 8.1481 | 8.7997
connection | 14.1882 | 8.1427 | 8.8043 | 8.1428 | 8.8042
connection | 14.303 | 8.1428 | 8.8041 | 8.1428 | 8.8042
connection | 3.8569 | 8.1428 | 8.8042 | 8.1428 | 8.8042
connection | 11.3477 | 8.1455 | 8.7928 | 8.1454 | 8.7928
connection | 6.4566 | 8.1453 | 8.7928 | 8.1454 | 8.7928
connection | 9.5331 | 8.1453 | 8.7929 | 8.1454 | 8.7928
connection | 11.5942 | 8.1486 | 8.7963 | 8.1486 | 8.7963
connection | 2.7355 | 8.1487 | 8.7964 | 8.1486 | 8.7963
connection | 9.2276 | 8.1487 | 8.7964 | 8.1486 | 8.7963
connection | 7.801 | 8.1502 | 8.7956 | 8.1502 | 8.7956
connection | 7.801 | 8.1503 | 8.7956 | 8.1502 | 8.7956
connection | 11.0204 | 8.1473 | 8.7992 | 8.1473 | 8.7991
connection | 2.418 | 8.1474 | 8.7991 | 8.1473 | 8.7991
connection | 11.2655 | 8.1473 | 8.799 | 8.1473 | 8.7991
connection | 7.8139 | 8.1546 | 8.7996 | 8.1546 | 8.7997
connection | 7.8139 | 8.1545 | 8.7998 | 8.1546 | 8.7997
connection | 2.9992 | 8.1476 | 8.7981 | 8.1476 | 8.7981
connection | 12.6074 | 8.1475 | 8.7982 | 8.1476 | 8.7981
connection | 12.7138 | 8.1476 | 8.798 | 8.1476 | 8.7981
connection | 11.8354 | 8.1446 | 8.8029 | 8.1445 | 8.8028
connection | 8.78 | 8.1445 | 8.8029 | 8.1445 | 8.8028
connection | 13.1343 | 8.1445 | 8.8027 | 8.1445 | 8.8028
connection | 8.7037 | 8.1406 | 8.7943 | 8.1406 | 8.7943
connection | 8.7037 | 8.1407 | 8.7942 | 8.1406 | 8.7943
connection | 6.0284 | 8.1491 | 8.7955 | 8.1491 | 8.7956
connection | 6.0284 | 8.149 | 8.7956 | 8.1491 | 8.7956
connection | 4.9181 | 8.1427 | 8.7926 | 8.1427 | 8.7926
connection | 4.9181 | 8.1426 | 8.7926 | 8.1427 | 8.7926
connection | 8.166 | 8.1509 | 8.8088 | 8.1508 | 8.8088
connection | 6.0287 | 8.1508 | 8.8087 | 8.1508 | 8.8088
connection | 6.9961 | 8.1507 | 8.8088 | 8.1508 | 8.8088
connection | 7.0809 | 8.147 | 8.8015 | 8.1469 | 8.8015
connection | 6.8064 | 8.1469 | 8.8014 | 8.1469 | 8.8015
connection | 3.7965 | 8.1469 | 8.8015 | 8.1469 | 8.8015
connection | 13.7448 | 8.1487 | 8.7971 | 8.1487 | 8.7972
connection | 8.1291 | 8.1486 | 8.7972 | 8.1487 | 8.7972
connection | 2.9786 | 8.1486 | 8.7972 | 8.1487 | 8.7972
connection | 10.363 | 8.1487 | 8.7973 | 8.1487 | 8.7972
connection | 3.1177 | 8.1487 | 8.7972 | 8.1487 | 8.7972
connection | 9.0763 | 8.1463 | 8.8005 | 8.1464 | 8.8006
connection | 9.0763 | 8.1464 | 8.8007 | 8.1464 | 8.8006
connection | 8.226 | 8.15 | 8.7978 | 8.1499 | 8.7978
connection | 3.9032 | 8.1499 | 8.7979 | 8.1499 | 8.7978
connection | 9.0038 | 8.1499 | 8.7979 | 8.1499 | 8.7978
connection | 9.5684 | 8.1499 | 8.7978 | 8.1499 | 8.7978
connection | 9.76 | 8.1499 | 8.8039 | 8.1498 | 8.8039
connection | 9.76 | 8.1498 | 8.804 | 8.1498 | 8.8039
connection | 12.3369 | 8.1546 | 8.8014 | 8.1545 | 8.8015
connection | 4.6856 | 8.1546 | 8.8015 | 8.1545 | 8.8015
connection | 14.8325 | 8.1544 | 8.8015 | 8.1545 | 8.8015
connection | 7.9579 | 8.1467 | 8.7971 | 8.1467 | 8.7971
connection | 6.6114 | 8.1468 | 8.7971 | 8.1467 | 8.7971
connection | 6.5334 | 8.1468 | 8.797 | 8.1467 | 8.7971
connection | 6.908 | 8.1515 | 8.8051 | 8.1514 | 8.8052
connection | 6.908 | 8.1514 | 8.8052 | 8.1514 | 8.8052
connection | 8.0974 | 8.1481 | 8.7945 | 8.148 | 8.7945
connection | 4.8401 | 8.148 | 8.7945 | 8.148 | 8.7945
connection | 5.5499 | 8.148 | 8.7945 | 8.148 | 8.7945
connection | 9.2537 | 8.1468 | 8.7962 | 8.1469 | 8.7962
connection | 7.6438 | 8.147 | 8.7962 | 8.1469 | 8.7962
connection | 12.0811 | 8.1469 | 8.7961 | 8.1469 | 8.7962
connection | 2.8452 | 8.1469 | 8.7961 | 8.1469 | 8.7962
connection | 12.1427 | 8.147 | 8.7963 | 8.1469 | 8.7962
connection | 3.8944 | 8.1456 | 8.8032 | 8.1456 | 8.8032
connection | 3.8944 | 8.1457 | 8.8032 | 8.1456 | 8.8032
connection | 12.6016 | 8.1471 | 8.7965 | 8.1472 | 8.7966
connection | 9.8118 | 8.1473 | 8.7965 | 8.1472 | 8.7966
connection | 5.1473 | 8.1472 | 8.7966 | 8.1472 | 8.7966
connection | 13.4944 | 8.1472 | 8.7967 | 8.1472 | 8.7966
connection | 16.2322 | 8.144 | 8.7963 | 8.1441 | 8.7961
connection | 5.844 | 8.144 | 8.7961 | 8.1441 | 8.7961
connection | 2.3552 | 8.1441 | 8.7961 | 8.1441 | 8.7961
connection | 15.6539 | 8.1442 | 8.7962 | 8.1441 | 8.7961
connection | 12.2269 | 8.144 | 8.796 | 8.1441 | 8.7961
connection | 1.8586 | 8.1481 | 8.7976 | 8.1481 | 8.7976
connection | 13.0627 | 8.1481 | 8.7977 | 8.1481 | 8.7976
connection | 11.2581 | 8.1481 | 8.7975 | 8.1481 | 8.7976
connection | 7.4584 | 8.1506 | 8.8036 | 8.1505 | 8.8037
connection | 7.4584 | 8.1505 | 8.8037 | 8.1505 | 8.8037
connection | 11.4047 | 8.143 | 8.8006 | 8.1429 | 8.8007
connection | 11.4047 | 8.1429 | 8.8008 | 8.1429 | 8.8007
connection | 8.7184 | 8.1479 | 8.8049 | 8.148 | 8.805
connection | 8.7184 | 8.148 | 8.8051 | 8.148 | 8.805
connection | 10.2988 | 8.1449 | 8.7978 | 8.1449 | 8.7977
connection | 11.5877 | 8.145 | 8.7977 | 8.1449 | 8.7977
connection | 12.7576 | 8.1448 | 8.7977 | 8.1449 | 8.7977
connection | 8.2567 | 8.1468 | 8.7987 | 8.1468 | 8.7988
connection | 8.2567 | 8.1467 | 8.7988 | 8.1468 | 8.7988
connection | 8.915 | 8.1438 | 8.7923 | 8.1437 | 8.7924
connection | 4.9346 | 8.1437 | 8.7924 | 8.1437 | 8.7924
connection | 9.8596 | 8.1436 | 8.7924 | 8.1437 | 8.7924
connection | 5.4135 | 8.1434 | 8.7957 | 8.1434 | 8.7957
connection | 5.4135 | 8.1433 | 8.7958 | 8.1434 | 8.7957
connection | 4.3932 | 8.1469 | 8.7936 | 8.147 | 8.7936
connection | 14.2943 | 8.147 | 8.7935 | 8.147 | 8.7936
connection | 12.4119 | 8.147 | 8.7937 | 8.147 | 8.7936
connection | 5.6586 | 8.1453 | 8.7963 | 8.1453 | 8.7963
connection | 5.6118 | 8.1453 | 8.7962 | 8.1453 | 8.7963
connection | 5.0053 | 8.1452 | 8.7963 | 8.1453 | 8.7963
connection | 5.9695 | 8.1469 | 8.7942 | 8.147 | 8.7942
connection | 5.9695 | 8.147 | 8.7943 | 8.147 | 8.7942
connection | 6.0642 | 8.1487 | 8.7986 | 8.1487 | 8.7987
connection | 6.0642 | 8.1487 | 8.7987 | 8.1487 | 8.7987
connection | 7.6762 | 8.1464 | 8.7934 | 8.1464 | 8.7934
connection | 3.0789 | 8.1464 | 8.7934 | 8.1464 | 8.7934
connection | 7.7034 | 8.1463 | 8.7934 | 8.1464 | 8.7934
connection | 6.4506 | 8.1456 | 8.7985 | 8.1455 | 8.7986
connection | 6.4506 | 8.1455 | 8.7986 | 8.1455 | 8.7986
connection | 5.3485 | 8.153 | 8.7972 | 8.1529 | 8.7972
connection | 5.3485 | 8.1529 | 8.7972 | 8.1529 | 8.7972
connection | 7.6267 | 8.1509 | 8.8021 | 8.1508 | 8.8022
connection | 7.6267 | 8.1508 | 8.8022 | 8.1508 | 8.8022
connection | 8.1678 | 8.153 | 8.8013 | 8.1529 | 8.8012
connection | 8.1678 | 8.1529 | 8.8012 | 8.1529 | 8.8012
connection | 5.0469 | 8.1442 | 8.7932 | 8.1442 | 8.7932
connection | 5.0469 | 8.1442 | 8.7933 | 8.1442 | 8.7932
connection | 2.7421 | 8.1439 | 8.812 | 8.1439 | 8.812
connection | 2.7421 | 8.1439 | 8.8121 | 8.1439 | 8.812
connection | 6.6215 | 8.1513 | 8.8101 | 8.1512 | 8.8101
connection | 6.6215 | 8.1512 | 8.81 | 8.1512 | 8.8101
connection | 9.5993 | 8.1475 | 8.7964 | 8.1474 | 8.7964
connection | 10.2193 | 8.1473 | 8.7964 | 8.1474 | 8.7964
connection | 3.3448 | 8.1474 | 8.7965 | 8.1474 | 8.7964
connection | 6.2367 | 8.1486 | 8.8049 | 8.1485 | 8.8049
connection | 6.2367 | 8.1485 | 8.805 | 8.1485 | 8.8049
connection | 4.2033 | 8.1478 | 8.7963 | 8.1479 | 8.7963
connection | 7.2559 | 8.1478 | 8.7963 | 8.1479 | 8.7963
connection | 5.2003 | 8.1479 | 8.7964 | 8.1479 | 8.7963
connection | 5.1035 | 8.1479 | 8.7964 | 8.1479 | 8.7963
connection | 3.6102 | 8.1479 | 8.7963 | 8.1479 | 8.7963
connection | 8.2662 | 8.147 | 8.8036 | 8.147 | 8.8036
connection | 8.2662 | 8.1469 | 8.8036 | 8.147 | 8.8036
connection | 9.0017 | 8.1483 | 8.7967 | 8.1484 | 8.7967
connection | 4.8874 | 8.1484 | 8.7967 | 8.1484 | 8.7967
connection | 7.5115 | 8.1484 | 8.7968 | 8.1484 | 8.7967
connection | 8.7598 | 8.1493 | 8.8052 | 8.1493 | 8.8053
connection | 8.7598 | 8.1494 | 8.8054 | 8.1493 | 8.8053
connection | 7.6647 | 8.1456 | 8.7924 | 8.1456 | 8.7923
connection | 7.6647 | 8.1457 | 8.7923 | 8.1456 | 8.7923
connection | 8.9761 | 8.1459 | 8.7967 | 8.146 | 8.7966
connection | 8.9761 | 8.146 | 8.7966 | 8.146 | 8.7966
connection | 3.1901 | 8.1442 | 8.7925 | 8.1442 | 8.7925
connection | 14.8207 | 8.1441 | 8.7925 | 8.1442 | 8.7925
connection | 9.515 | 8.1442 | 8.7926 | 8.1442 | 8.7925
connection | 14.6783 | 8.1443 | 8.7924 | 8.1442 | 8.7925
connection | 8.4745 | 8.1443 | 8.7925 | 8.1442 | 8.7925
connection | 9.7139 | 8.151 | 8.7997 | 8.151 | 8.7996
connection | 9.7139 | 8.151 | 8.7995 | 8.151 | 8.7996
connection | 15.5783 | 8.1504 | 8.807 | 8.1506 | 8.807
connection | 13.4785 | 8.1507 | 8.8071 | 8.1506 | 8.807
connection | 4.668 | 8.1506 | 8.807 | 8.1506 | 8.807
connection | 9.2389 | 8.1499 | 8.7961 | 8.1498 | 8.7961
connection | 9.2389 | 8.1498 | 8.796 | 8.1498 | 8.7961
connection | 13.4869 | 8.1432 | 8.7968 | 8.1432 | 8.7969
connection | 13.4436 | 8.1433 | 8.797 | 8.1432 | 8.7969
connection | 7.8039 | 8.1432 | 8.797 | 8.1432 | 8.7969
connection | 12.5703 | 8.149 | 8.7969 | 8.1489 | 8.7968
connection | 10.0764 | 8.1489 | 8.7967 | 8.1489 | 8.7968
connection | 3.2094 | 8.1489 | 8.7968 | 8.1489 | 8.7968
connection | 6.2153 | 8.1411 | 8.7978 | 8.1411 | 8.7978
connection | 6.2153 | 8.141 | 8.7978 | 8.1411 | 8.7978
connection | 8.2077 | 8.1448 | 8.7945 | 8.1448 | 8.7944
connection | 8.2077 | 8.1448 | 8.7944 | 8.1448 | 8.7944
connection | 7.1612 | 8.1433 | 8.7924 | 8.1434 | 8.7924
connection | 7.1612 | 8.1434 | 8.7924 | 8.1434 | 8.7924
connection | 7.0261 | 8.1468 | 8.8004 | 8.1469 | 8.8005
connection | 7.0261 | 8.1469 | 8.8005 | 8.1469 | 8.8005
connection | 1.0469 | 8.1492 | 8.7976 | 8.1492 | 8.7976
connection | 8.6188 | 8.1491 | 8.7976 | 8.1492 | 8.7976
connection | 12.8376 | 8.1492 | 8.7977 | 8.1492 | 8.7976
connection | 10.5404 | 8.1492 | 8.7975 | 8.1492 | 8.7976
connection | 11.0731 | 8.1477 | 8.8012 | 8.1476 | 8.8011
connection | 15.5484 | 8.1476 | 8.8009 | 8.1476 | 8.8011
connection | 5.2863 | 8.1477 | 8.8011 | 8.1476 | 8.8011
connection | 3.6858 | 8.1429 | 8.795 | 8.1429 | 8.795
connection | 3.6858 | 8.1429 | 8.7951 | 8.1429 | 8.795
connection | 8.8791 | 8.1473 | 8.7933 | 8.1473 | 8.7934
connection | 9.1389 | 8.1474 | 8.7934 | 8.1473 | 8.7934
connection | 9.2761 | 8.1472 | 8.7934 | 8.1473 | 8.7934
connection | 6.883 | 8.1473 | 8.7935 | 8.1473 | 8.7934
connection | 8.2339 | 8.1472 | 8.8063 | 8.1472 | 8.8064
connection | 8.2339 | 8.1472 | 8.8065 | 8.1472 | 8.8064
connection | 8.6011 | 8.1489 | 8.8079 | 8.1489 | 8.808
connection | 8.6011 | 8.1489 | 8.8081 | 8.1489 | 8.808
connection | 13.329 | 8.1443 | 8.8113 | 8.1444 | 8.8113
connection | 4.5621 | 8.1444 | 8.8113 | 8.1444 | 8.8113
connection | 11.1356 | 8.1445 | 8.8114 | 8.1444 | 8.8113
connection | 11.1772 | 8.1482 | 8.7971 | 8.1482 | 8.797
connection | 10.7752 | 8.1483 | 8.7969 | 8.1482 | 8.797
connection | 7.6803 | 8.1482 | 8.797 | 8.1482 | 8.797
connection | 1.2535 | 8.1482 | 8.797 | 8.1482 | 8.797
connection | 7.8146 | 8.1482 | 8.7971 | 8.1482 | 8.797
connection | 7.4794 | 8.145 | 8.7925 | 8.145 | 8.7926
connection | 7.4794 | 8.1451 | 8.7926 | 8.145 | 8.7926
connection | 7.1154 | 8.1471 | 8.7976 | 8.1471 | 8.7976
connection | 7.1154 | 8.1472 | 8.7976 | 8.1471 | 8.7976
connection | 10.5346 | 8.1474 | 8.7942 | 8.1473 | 8.7942
connection | 11.3974 | 8.1474 | 8.7943 | 8.1473 | 8.7942
connection | 2.9002 | 8.1473 | 8.7942 | 8.1473 | 8.7942
connection | 10.2966 | 8.1473 | 8.7941 | 8.1473 | 8.7942
connection | 11.0704 | 8.1473 | 8.7943 | 8.1473 | 8.7942
connection | 6.2143 | 8.1474 | 8.8059 | 8.1473 | 8.8059
connection | 11.2815 | 8.1473 | 8.806 | 8.1473 | 8.8059
connection | 8.674 | 8.1474 | 8.8058 | 8.1473 | 8.8059
connection | 5.4251 | 8.1418 | 8.8005 | 8.1418 | 8.8005
connection | 5.4251 | 8.1417 | 8.8005 | 8.1418 | 8.8005
connection | 12.7244 | 8.1463 | 8.8041 | 8.1463 | 8.8043
connection | 11.4747 | 8.1464 | 8.8043 | 8.1463 | 8.8043
connection | 7.5902 | 8.1463 | 8.8043 | 8.1463 | 8.8043
connection | 5.5498 | 8.1498 | 8.8029 | 8.1498 | 8.8029
connection | 5.5498 | 8.1499 | 8.8029 | 8.1498 | 8.8029
connection | 6.4401 | 8.1462 | 8.8011 | 8.1462 | 8.8012
connection | 6.4401 | 8.1461 | 8.8012 | 8.1462 | 8.8012
connection | 3.6161 | 8.1456 | 8.7954 | 8.1456 | 8.7955
connection | 10.4997 | 8.1457 | 8.7954 | 8.1456 | 8.7955
connection | 13.1089 | 8.1455 | 8.7955 | 8.1456 | 8.7955
connection | 10.1164 | 8.1475 | 8.7975 | 8.1475 | 8.7974
connection | 10.1164 | 8.1475 | 8.7973 | 8.1475 | 8.7974
connection | 8.6412 | 8.1458 | 8.8046 | 8.1458 | 8.8047
connection | 7.8938 | 8.1458 | 8.8048 | 8.1458 | 8.8047
connection | 6.8068 | 8.1457 | 8.8047 | 8.1458 | 8.8047
connection | 4.9626 | 8.15 | 8.8091 | 8.1501 | 8.8091
connection | 4.9626 | 8.1501 | 8.8091 | 8.1501 | 8.8091
connection | 11.3799 | 8.1509 | 8.7992 | 8.1508 | 8.7992
connection | 11.3799 | 8.1507 | 8.7993 | 8.1508 | 8.7992
connection | 14.4471 | 8.145 | 8.7953 | 8.145 | 8.7952
connection | 6.4846 | 8.145 | 8.7952 | 8.145 | 8.7952
connection | 8.3022 | 8.1451 | 8.7952 | 8.145 | 8.7952
connection | 13.8607 | 8.145 | 8.7951 | 8.145 | 8.7952
connection | 11.3473 | 8.1455 | 8.7937 | 8.1455 | 8.7936
connection | 5.0759 | 8.1454 | 8.7936 | 8.1455 | 8.7936
connection | 13.1151 | 8.1455 | 8.7935 | 8.1455 | 8.7936
connection | 9.3896 | 8.1479 | 8.7984 | 8.1479 | 8.7984
connection | 7.9695 | 8.148 | 8.7985 | 8.1479 | 8.7984
connection | 13.5959 | 8.148 | 8.7983 | 8.1479 | 8.7984
connection | 6.1721 | 8.1521 | 8.8043 | 8.1521 | 8.8042
connection | 6.1721 | 8.1521 | 8.8042 | 8.1521 | 8.8042
connection | 6.0461 | 8.1437 | 8.7935 | 8.1437 | 8.7935
connection | 6.0461 | 8.1436 | 8.7935 | 8.1437 | 8.7935
connection | 11.9741 | 8.1469 | 8.7932 | 8.1468 | 8.7931
connection | 16.5214 | 8.1467 | 8.7931 | 8.1468 | 8.7931
connection | 3.7354 | 8.1468 | 8.7931 | 8.1468 | 8.7931
connection | 8.7641 | 8.1469 | 8.7931 | 8.1468 | 8.7931
connection | 6.6389 | 8.1486 | 8.7991 | 8.1486 | 8.7991
connection | 6.6389 | 8.1485 | 8.7991 | 8.1486 | 8.7991
connection | 10.5702 | 8.1479 | 8.7939 | 8.1479 | 8.7938
connection | 4.5331 | 8.148 | 8.7939 | 8.1479 | 8.7938
connection | 11.2355 | 8.148 | 8.7938 | 8.1479 | 8.7938
connection | 13.8442 | 8.1478 | 8.7938 | 8.1479 | 8.7938
connection | 8.3521 | 8.1438 | 8.7956 | 8.1438 | 8.7955
connection | 7.4581 | 8.1439 | 8.7955 | 8.1438 | 8.7955
connection | 2.5707 | 8.1438 | 8.7955 | 8.1438 | 8.7955
connection | 9.2141 | 8.1493 | 8.797 | 8.1492 | 8.797
connection | 9.2141 | 8.1491 | 8.7971 | 8.1492 | 8.797
connection | 14.3417 | 8.1464 | 8.7929 | 8.1463 | 8.793
connection | 6.3602 | 8.1464 | 8.793 | 8.1463 | 8.793
connection | 2.4035 | 8.1464 | 8.793 | 8.1463 | 8.793
connection | 7.6786 | 8.1463 | 8.7931 | 8.1463 | 8.793
connection | 12.753 | 8.1463 | 8.7931 | 8.1463 | 8.793
connection | 17.2374 | 8.1482 | 8.7958 | 8.1481 | 8.7958
connection | 4.8091 | 8.1481 | 8.7957 | 8.1481 | 8.7958
connection | 16.8477 | 8.1479 | 8.7957 | 8.1481 | 8.7958
connection | 7.8807 | 8.149 | 8.7961 | 8.149 | 8.7961
connection | 7.8807 | 8.1489 | 8.7961 | 8.149 | 8.7961
connection | 4.8173 | 8.1536 | 8.8002 | 8.1536 | 8.8002
connection | 4.8173 | 8.1536 | 8.8002 | 8.1536 | 8.8002
connection | 10.7802 | 8.1446 | 8.7974 | 8.1445 | 8.7974
connection | 10.7802 | 8.1444 | 8.7974 | 8.1445 | 8.7974
connection | 5.8512 | 8.1496 | 8.7978 | 8.1496 | 8.7978
connection | 9.5271 | 8.1496 | 8.7977 | 8.1496 | 8.7978
connection | 14.0753 | 8.1496 | 8.7979 | 8.1496 | 8.7978
connection | 11.1796 | 8.1495 | 8.7978 | 8.1496 | 8.7978
connection | 5.9951 | 8.1509 | 8.8082 | 8.1508 | 8.8082
connection | 5.9951 | 8.1508 | 8.8083 | 8.1508 | 8.8082
connection | 3.1505 | 8.1355 | 8.793 | 8.1354 | 8.793
connection | 3.1505 | 8.1354 | 8.793 | 8.1354 | 8.793
connection | 9.196 | 8.1433 | 8.7921 | 8.1433 | 8.7922
connection | 9.196 | 8.1432 | 8.7922 | 8.1433 | 8.7922
connection | 9.6557 | 8.1442 | 8.8001 | 8.1443 | 8.8002
connection | 9.6557 | 8.1443 | 8.8003 | 8.1443 | 8.8002
connection | 5.9648 | 8.1465 | 8.7969 | 8.1465 | 8.7968
connection | 7.3975 | 8.1465 | 8.7969 | 8.1465 | 8.7968
connection | 7.6557 | 8.1464 | 8.7969 | 8.1465 | 8.7968
connection | 11.2168 | 8.1465 | 8.7967 | 8.1465 | 8.7968
connection | 6.3837 | 8.1463 | 8.7937 | 8.1464 | 8.7938
connection | 6.3837 | 8.1464 | 8.7938 | 8.1464 | 8.7938
connection | 10.0972 | 8.1454 | 8.8037 | 8.1455 | 8.8036
connection | 8.3984 | 8.1454 | 8.8035 | 8.1455 | 8.8036
connection | 8.1642 | 8.1455 | 8.8036 | 8.1455 | 8.8036
connection | 6.9951 | 8.1455 | 8.8036 | 8.1455 | 8.8036
connection | 6.3054 | 8.1472 | 8.7997 | 8.1471 | 8.7997
connection | 6.3054 | 8.1471 | 8.7997 | 8.1471 | 8.7997
connection | 15.0067 | 8.1474 | 8.7986 | 8.1473 | 8.7987
connection | 7.6412 | 8.1473 | 8.7987 | 8.1473 | 8.7987
connection | 11.2797 | 8.1473 | 8.7988 | 8.1473 | 8.7987
connection | 7.1932 | 8.1474 | 8.7987 | 8.1473 | 8.7987
connection | 8.0544 | 8.1449 | 8.7931 | 8.1449 | 8.793
connection | 8.0544 | 8.1448 | 8.7929 | 8.1449 | 8.793
connection | 3.6004 | 8.1483 | 8.8046 | 8.1483 | 8.8046
connection | 18.7393 | 8.1481 | 8.8046 | 8.1483 | 8.8046
connection | 17.694 | 8.1484 | 8.8046 | 8.1483 | 8.8046
connection | 11.3349 | 8.1475 | 8.8 | 8.1476 | 8.8
connection | 11.3349 | 8.1477 | 8.8001 | 8.1476 | 8.8
connection | 10.179 | 8.1429 | 8.7955 | 8.1428 | 8.7955
connection | 10.179 | 8.1427 | 8.7955 | 8.1428 | 8.7955
connection | 8.6526 | 8.1442 | 8.7948 | 8.1442 | 8.7949
connection | 9.23 | 8.1441 | 8.795 | 8.1442 | 8.7949
connection | 6.871 | 8.1442 | 8.7949 | 8.1442 | 8.7949
connection | 4.1501 | 8.1441 | 8.7949 | 8.1442 | 8.7949
connection | 8.0049 | 8.1489 | 8.8053 | 8.149 | 8.8052
connection | 8.0049 | 8.149 | 8.8052 | 8.149 | 8.8052
connection | 7.538 | 8.1495 | 8.7983 | 8.1496 | 8.7983
connection | 8.6053 | 8.1496 | 8.7984 | 8.1496 | 8.7983
connection | 8.6375 | 8.1497 | 8.7983 | 8.1496 | 8.7983
connection | 9.8408 | 8.1465 | 8.7983 | 8.1465 | 8.7984
connection | 0.93291 | 8.1465 | 8.7984 | 8.1465 | 8.7984
connection | 10.2877 | 8.1464 | 8.7985 | 8.1465 | 8.7984
connection | 9.6777 | 8.1446 | 8.7965 | 8.1445 | 8.7965
connection | 16.3361 | 8.1446 | 8.7963 | 8.1445 | 8.7965
connection | 15.5071 | 8.1444 | 8.7965 | 8.1445 | 8.7965
connection | 4.1465 | 8.1493 | 8.8011 | 8.1493 | 8.8011
connection | 4.1465 | 8.1493 | 8.8012 | 8.1493 | 8.8011
connection | 9.9318 | 8.1489 | 8.8059 | 8.149 | 8.8059
connection | 9.9318 | 8.1491 | 8.8059 | 8.149 | 8.8059
connection | 15.0065 | 8.1506 | 8.7958 | 8.1505 | 8.7959
connection | 7.4591 | 8.1505 | 8.7958 | 8.1505 | 8.7959
connection | 16.5971 | 8.1505 | 8.796 | 8.1505 | 8.7959
connection | 5.2702 | 8.1465 | 8.7974 | 8.1465 | 8.7974
connection | 5.2702 | 8.1465 | 8.7974 | 8.1465 | 8.7974
connection | 11.7957 | 8.1461 | 8.793 | 8.146 | 8.7929
connection | 2.9185 | 8.146 | 8.7929 | 8.146 | 8.7929
connection | 6.3788 | 8.146 | 8.793 | 8.146 | 8.7929
connection | 12.4112 | 8.146 | 8.7928 | 8.146 | 8.7929
connection | 10.5668 | 8.1459 | 8.793 | 8.146 | 8.7929
connection | 11.5315 | 8.1455 | 8.7922 | 8.1454 | 8.7922
connection | 10.0572 | 8.1455 | 8.7923 | 8.1454 | 8.7922
connection | 15.8631 | 8.1454 | 8.7921 | 8.1454 | 8.7922
connection | 3.1726 | 8.1454 | 8.7922 | 8.1454 | 8.7922
connection | 13.7136 | 8.1454 | 8.7923 | 8.1454 | 8.7922
connection | 9.568 | 8.1462 | 8.798 | 8.1461 | 8.7979
connection | 9.568 | 8.1461 | 8.7978 | 8.1461 | 8.7979
connection | 8.4118 | 8.1475 | 8.7951 | 8.1476 | 8.7951
connection | 8.4118 | 8.1476 | 8.795 | 8.1476 | 8.7951
connection | 7.8717 | 8.1468 | 8.8042 | 8.1469 | 8.8041
connection | 7.8717 | 8.147 | 8.8041 | 8.1469 | 8.8041
connection | 5.2634 | 8.1442 | 8.7941 | 8.1442 | 8.7941
connection | 5.2634 | 8.1442 | 8.794 | 8.1442 | 8.7941
connection | 4.6692 | 8.1451 | 8.7936 | 8.1452 | 8.7935
connection | 4.6692 | 8.1452 | 8.7935 | 8.1452 | 8.7935
connection | 10.2494 | 8.1436 | 8.7952 | 8.1437 | 8.7952
connection | 4.7369 | 8.1437 | 8.7951 | 8.1437 | 8.7952
connection | 10.46 | 8.1438 | 8.7952 | 8.1437 | 8.7952
connection | 11.0186 | 8.1437 | 8.7951 | 8.1437 | 8.7952
connection | 2.868 | 8.1476 | 8.7969 | 8.1476 | 8.7968
connection | 14.8222 | 8.1477 | 8.7969 | 8.1476 | 8.7968
connection | 17.3222 | 8.1474 | 8.7968 | 8.1476 | 8.7968
connection | 9.1306 | 8.1477 | 8.8059 | 8.1477 | 8.8059
connection | 9.1306 | 8.1478 | 8.8058 | 8.1477 | 8.8059
connection | 6.2087 | 8.1448 | 8.797 | 8.1449 | 8.797
connection | 12.6919 | 8.1449 | 8.7969 | 8.1449 | 8.797
connection | 9.1777 | 8.1449 | 8.7971 | 8.1449 | 8.797
connection | 6.8494 | 8.1443 | 8.7937 | 8.1443 | 8.7937
connection | 6.8494 | 8.1442 | 8.7937 | 8.1443 | 8.7937
connection | 9.9584 | 8.1477 | 8.7976 | 8.1478 | 8.7976
connection | 9.9584 | 8.1479 | 8.7977 | 8.1478 | 8.7976
connection | 5.2454 | 8.1466 | 8.8018 | 8.1466 | 8.8017
connection | 5.2454 | 8.1466 | 8.8017 | 8.1466 | 8.8017
connection | 5.4677 | 8.1503 | 8.798 | 8.1503 | 8.7979
connection | 5.4677 | 8.1503 | 8.7979 | 8.1503 | 8.7979
connection | 7.5973 | 8.1423 | 8.7929 | 8.1423 | 8.7928
connection | 8.4437 | 8.1423 | 8.7928 | 8.1423 | 8.7928
connection | 9.6068 | 8.1422 | 8.7928 | 8.1423 | 8.7928
connection | 9.1659 | 8.1414 | 8.7931 | 8.1415 | 8.7931
connection | 9.1659 | 8.1416 | 8.793 | 8.1415 | 8.7931
connection | 11.9488 | 8.1451 | 8.7954 | 8.1453 | 8.7954
connection | 8.2211 | 8.1452 | 8.7955 | 8.1453 | 8.7954
connection | 6.1517 | 8.1453 | 8.7954 | 8.1453 | 8.7954
connection | 11.0053 | 8.1454 | 8.7954 | 8.1453 | 8.7954
connection | 10.423 | 8.1487 | 8.7959 | 8.1487 | 8.796
connection | 9.7717 | 8.1488 | 8.7961 | 8.1487 | 8.796
connection | 0.88614 | 8.1487 | 8.796 | 8.1487 | 8.796
connection | 9.964 | 8.1486 | 8.7961 | 8.1487 | 8.796
connection | 12.9095 | 8.1446 | 8.7931 | 8.1446 | 8.793
connection | 6.1592 | 8.1446 | 8.793 | 8.1446 | 8.793
connection | 3.137 | 8.1446 | 8.793 | 8.1446 | 8.793
connection | 10.82 | 8.1446 | 8.7929 | 8.1446 | 8.793
connection | 11.0919 | 8.1447 | 8.7929 | 8.1446 | 8.793
connection | 11.7995 | 8.1426 | 8.7962 | 8.1425 | 8.7961
connection | 14.8964 | 8.1425 | 8.7959 | 8.1425 | 8.7961
connection | 7.4556 | 8.1424 | 8.7961 | 8.1425 | 8.7961
connection | 16.5204 | 8.1477 | 8.7938 | 8.1475 | 8.7938
connection | 15.8501 | 8.1474 | 8.7936 | 8.1475 | 8.7938
connection | 4.019 | 8.1475 | 8.7938 | 8.1475 | 8.7938
connection | 7.8134 | 8.1502 | 8.8094 | 8.1502 | 8.8094
connection | 7.8134 | 8.1503 | 8.8094 | 8.1502 | 8.8094
connection | 6.9666 | 8.1532 | 8.7995 | 8.1533 | 8.7995
connection | 6.9666 | 8.1533 | 8.7995 | 8.1533 | 8.7995
connection | 5.1106 | 8.147 | 8.7969 | 8.147 | 8.7969
connection | 5.1106 | 8.147 | 8.7968 | 8.147 | 8.7969
connection | 4.5141 | 8.1471 | 8.7959 | 8.147 | 8.7959
connection | 13.8539 | 8.147 | 8.7958 | 8.147 | 8.7959
connection | 12.9415 | 8.1471 | 8.796 | 8.147 | 8.7959
connection | 7.1961 | 8.1452 | 8.7942 | 8.1452 | 8.7942
connection | 7.1961 | 8.1451 | 8.7941 | 8.1452 | 8.7942
connection | 13.2542 | 8.149 | 8.7982 | 8.1491 | 8.7982
connection | 3.8697 | 8.1491 | 8.7982 | 8.1491 | 8.7982
connection | 5.3981 | 8.1491 | 8.7982 | 8.1491 | 8.7982
connection | 10.5929 | 8.1492 | 8.7982 | 8.1491 | 8.7982
connection | 10.3894 | 8.1492 | 8.7981 | 8.1491 | 8.7982
connection | 4.8408 | 8.1423 | 8.8044 | 8.1423 | 8.8044
connection | 4.8408 | 8.1423 | 8.8044 | 8.1423 | 8.8044
connection | 2.1992 | 8.1502 | 8.8051 | 8.1503 | 8.8051
connection | 11.4603 | 8.1503 | 8.805 | 8.1503 | 8.8051
connection | 11.3967 | 8.1503 | 8.8052 | 8.1503 | 8.8051
connection | 3.8421 | 8.145 | 8.7965 | 8.145 | 8.7965
connection | 4.9665 | 8.145 | 8.7965 | 8.145 | 8.7965
connection | 5.2275 | 8.145 | 8.7966 | 8.145 | 8.7965
connection | 6.1631 | 8.1506 | 8.7974 | 8.1506 | 8.7974
connection | 6.1631 | 8.1507 | 8.7975 | 8.1506 | 8.7974
connection | 16.6018 | 8.1475 | 8.7942 | 8.1476 | 8.7944
connection | 2.3853 | 8.1475 | 8.7944 | 8.1476 | 8.7944
connection | 17.8481 | 8.1477 | 8.7945 | 8.1476 | 8.7944
connection | 12.401 | 8.1475 | 8.7945 | 8.1476 | 8.7944
connection | 17.2158 | 8.1448 | 8.7923 | 8.1447 | 8.7922
connection | 6.3119 | 8.1447 | 8.7921 | 8.1447 | 8.7922
connection | 17.8537 | 8.1445 | 8.7922 | 8.1447 | 8.7922
connection | 16.1163 | 8.144 | 8.793 | 8.1441 | 8.7928
connection | 14.4223 | 8.1441 | 8.7927 | 8.1441 | 8.7928
connection | 4.4636 | 8.1441 | 8.7928 | 8.1441 | 8.7928
connection | 5.7165 | 8.1441 | 8.7929 | 8.1441 | 8.7928
connection | 4.1933 | 8.144 | 8.7928 | 8.1441 | 8.7928
connection | 8.1256 | 8.1532 | 8.799 | 8.1531 | 8.799
connection | 8.1256 | 8.153 | 8.799 | 8.1531 | 8.799
connection | 7.6172 | 8.15 | 8.8079 | 8.15 | 8.808
connection | 7.6172 | 8.15 | 8.8081 | 8.15 | 8.808
connection | 8.0691 | 8.1511 | 8.7999 | 8.1511 | 8.7999
connection | 8.0691 | 8.1511 | 8.7998 | 8.1511 | 8.7999
connection | 12.7976 | 8.1521 | 8.7995 | 8.1522 | 8.7995
connection | 13.2365 | 8.1523 | 8.7995 | 8.1522 | 8.7995
connection | 4.4455 | 8.1522 | 8.7994 | 8.1522 | 8.7995
connection | 8.4913 | 8.15 | 8.7958 | 8.15 | 8.7959
connection | 7.5457 | 8.1501 | 8.796 | 8.15 | 8.7959
connection | 5.7919 | 8.15 | 8.7959 | 8.15 | 8.7959
connection | 3.3843 | 8.1501 | 8.7959 | 8.15 | 8.7959
connection | 14.4633 | 8.1445 | 8.7957 | 8.1446 | 8.7956
connection | 16.1437 | 8.1446 | 8.7955 | 8.1446 | 8.7956
connection | 4.6945 | 8.1446 | 8.7956 | 8.1446 | 8.7956
connection | 12.3819 | 8.1446 | 8.7957 | 8.1446 | 8.7956
connection | 2.9257 | 8.1446 | 8.7956 | 8.1446 | 8.7956
connection | 4.4 | 8.1474 | 8.7962 | 8.1474 | 8.7962
connection | 11.8675 | 8.1473 | 8.7963 | 8.1474 | 8.7962
connection | 10.98 | 8.1475 | 8.7963 | 8.1474 | 8.7962
connection | 16.2579 | 8.1474 | 8.7961 | 8.1474 | 8.7962
connection | 6.1135 | 8.1474 | 8.7963 | 8.1474 | 8.7962
connection | 7.1539 | 8.1441 | 8.7964 | 8.1441 | 8.7964
connection | 7.1539 | 8.1442 | 8.7964 | 8.1441 | 8.7964
connection | 9.4476 | 8.1458 | 8.7986 | 8.1459 | 8.7987
connection | 9.4476 | 8.1459 | 8.7988 | 8.1459 | 8.7987
connection | 14.4629 | 8.1475 | 8.7983 | 8.1477 | 8.7983
connection | 6.5755 | 8.1477 | 8.7984 | 8.1477 | 8.7983
connection | 17.2953 | 8.1478 | 8.7982 | 8.1477 | 8.7983
connection | 5.1518 | 8.145 | 8.7961 | 8.145 | 8.7961
connection | 5.1518 | 8.1449 | 8.7961 | 8.145 | 8.7961
connection | 7.8516 | 8.1473 | 8.7981 | 8.1473 | 8.7981
connection | 7.9366 | 8.1473 | 8.7982 | 8.1473 | 8.7981
connection | 2.4581 | 8.1473 | 8.7981 | 8.1473 | 8.7981
connection | 7.1995 | 8.1433 | 8.805 | 8.1433 | 8.8049
connection | 7.1995 | 8.1432 | 8.8049 | 8.1433 | 8.8049
connection | 9.5832 | 8.1495 | 8.8075 | 8.1495 | 8.8076
connection | 2.0294 | 8.1495 | 8.8076 | 8.1495 | 8.8076
connection | 11.2782 | 8.1495 | 8.8077 | 8.1495 | 8.8076
connection | 7.1532 | 8.142 | 8.8008 | 8.1421 | 8.8009
connection | 7.1532 | 8.1421 | 8.8009 | 8.1421 | 8.8009
connection | 3.7257 | 8.1468 | 8.794 | 8.1469 | 8.794
connection | 10.1406 | 8.1469 | 8.7941 | 8.1469 | 8.794
connection | 6.0937 | 8.1469 | 8.794 | 8.1469 | 8.794
connection | 11.4471 | 8.1468 | 8.794 | 8.1469 | 8.794
connection | 3.8701 | 8.1494 | 8.7966 | 8.1493 | 8.7966
connection | 3.8701 | 8.1493 | 8.7965 | 8.1493 | 8.7966
connection | 6.1142 | 8.1432 | 8.7949 | 8.1432 | 8.7949
connection | 6.1142 | 8.1432 | 8.795 | 8.1432 | 8.7949
connection | 6.1914 | 8.1459 | 8.7962 | 8.1459 | 8.7962
connection | 7.2303 | 8.1458 | 8.7962 | 8.1459 | 8.7962
connection | 6.8085 | 8.1459 | 8.7963 | 8.1459 | 8.7962
connection | 7.5275 | 8.1462 | 8.7936 | 8.1461 | 8.7935
connection | 5.6076 | 8.1462 | 8.7935 | 8.1461 | 8.7935
connection | 9.3776 | 8.146 | 8.7935 | 8.1461 | 8.7935
connection | 7.1246 | 8.1452 | 8.7929 | 8.1452 | 8.7929
connection | 6.8546 | 8.1452 | 8.793 | 8.1452 | 8.7929
connection | 5.4014 | 8.1452 | 8.7929 | 8.1452 | 8.7929
connection | 8.9081 | 8.1443 | 8.799 | 8.1443 | 8.799
connection | 8.9081 | 8.1443 | 8.7991 | 8.1443 | 8.799
connection | 7.6417 | 8.1449 | 8.7989 | 8.1449 | 8.7989
connection | 7.6417 | 8.1448 | 8.7988 | 8.1449 | 8.7989
connection | 9.7634 | 8.1489 | 8.7952 | 8.1488 | 8.7953
connection | 9.7634 | 8.1488 | 8.7953 | 8.1488 | 8.7953
connection | 7.7571 | 8.1454 | 8.7925 | 8.1454 | 8.7926
connection | 8.9216 | 8.1455 | 8.7926 | 8.1454 | 8.7926
connection | 9.6459 | 8.1453 | 8.7926 | 8.1454 | 8.7926
connection | 6.6061 | 8.1462 | 8.7989 | 8.1462 | 8.7989
connection | 6.6061 | 8.1463 | 8.7989 | 8.1462 | 8.7989
connection | 9.3754 | 8.1503 | 8.8081 | 8.1503 | 8.8082
connection | 9.3754 | 8.1504 | 8.8082 | 8.1503 | 8.8082
connection | 5.9423 | 8.1421 | 8.7933 | 8.1421 | 8.7933
connection | 5.9423 | 8.1421 | 8.7932 | 8.1421 | 8.7933
connection | 6.6394 | 8.146 | 8.8001 | 8.146 | 8.8001
connection | 6.6394 | 8.146 | 8.8 | 8.146 | 8.8001
connection | 5.95 | 8.1446 | 8.7948 | 8.1446 | 8.7947
connection | 5.95 | 8.1445 | 8.7947 | 8.1446 | 8.7947
connection | 16.0837 | 8.1468 | 8.798 | 8.1469 | 8.7981
connection | 8.177 | 8.1469 | 8.7981 | 8.1469 | 8.7981
connection | 5.2574 | 8.1468 | 8.7981 | 8.1469 | 8.7981
connection | 15.8087 | 8.1469 | 8.7983 | 8.1469 | 8.7981
connection | 1.4944 | 8.1474 | 8.7994 | 8.1474 | 8.7993
connection | 13.9874 | 8.1475 | 8.7993 | 8.1474 | 8.7993
connection | 14.8027 | 8.1472 | 8.7994 | 8.1474 | 8.7993
connection | 9.219 | 8.1503 | 8.7952 | 8.1504 | 8.7953
connection | 9.219 | 8.1504 | 8.7954 | 8.1504 | 8.7953
connection | 5.6877 | 8.1422 | 8.7955 | 8.1421 | 8.7955
connection | 5.6877 | 8.1421 | 8.7955 | 8.1421 | 8.7955
connection | 10.4844 | 8.1429 | 8.7967 | 8.143 | 8.7967
connection | 10.4844 | 8.1431 | 8.7967 | 8.143 | 8.7967
connection | 8.8576 | 8.1477 | 8.7992 | 8.1476 | 8.7992
connection | 6.848 | 8.1477 | 8.7993 | 8.1476 | 8.7992
connection | 9.5797 | 8.1476 | 8.7993 | 8.1476 | 8.7992
connection | 10.1379 | 8.1372 | 8.7934 | 8.1372 | 8.7934
connection | 10.7382 | 8.1371 | 8.7935 | 8.1372 | 8.7934
connection | 0.60574 | 8.1372 | 8.7934 | 8.1372 | 8.7934
connection | 13.3604 | 8.1474 | 8.7979 | 8.1473 | 8.7978
connection | 16.8584 | 8.1473 | 8.7977 | 8.1473 | 8.7978
connection | 5.0427 | 8.1473 | 8.7978 | 8.1473 | 8.7978
connection | 13.3699 | 8.1472 | 8.7979 | 8.1473 | 8.7978
connection | 14.3358 | 8.1478 | 8.7974 | 8.148 | 8.7974
connection | 5.7992 | 8.148 | 8.7974 | 8.148 | 8.7974
connection | 10.0418 | 8.1481 | 8.7974 | 8.148 | 8.7974
connection | 6.7784 | 8.1485 | 8.7982 | 8.1485 | 8.7982
connection | 6.7784 | 8.1485 | 8.7983 | 8.1485 | 8.7982
connection | 9.6817 | 8.1434 | 8.8001 | 8.1435 | 8.8002
connection | 9.6817 | 8.1436 | 8.8002 | 8.1435 | 8.8002
connection | 6.846 | 8.1503 | 8.8032 | 8.1502 | 8.8032
connection | 6.846 | 8.1502 | 8.8032 | 8.1502 | 8.8032
connection | 6.078 | 8.1483 | 8.7944 | 8.1482 | 8.7944
connection | 6.9999 | 8.1482 | 8.7944 | 8.1482 | 8.7944
connection | 4.6843 | 8.1482 | 8.7945 | 8.1482 | 8.7944
connection | 4.4834 | 8.1433 | 8.7928 | 8.1433 | 8.7927
connection | 4.4834 | 8.1433 | 8.7927 | 8.1433 | 8.7927
connection | 5.3586 | 8.1479 | 8.7961 | 8.1479 | 8.7962
connection | 14.8851 | 8.148 | 8.7962 | 8.1479 | 8.7962
connection | 10.9753 | 8.1479 | 8.7961 | 8.1479 | 8.7962
connection | 2.0218 | 8.1479 | 8.7962 | 8.1479 | 8.7962
connection | 7.8738 | 8.1479 | 8.7962 | 8.1479 | 8.7962
connection | 11.8507 | 8.1524 | 8.794 | 8.1523 | 8.7941
connection | 8.2028 | 8.1523 | 8.7941 | 8.1523 | 8.7941
connection | 6.0313 | 8.1523 | 8.7941 | 8.1523 | 8.7941
connection | 11.0848 | 8.1461 | 8.8041 | 8.1461 | 8.8042
connection | 2.9135 | 8.1461 | 8.8042 | 8.1461 | 8.8042
connection | 12.7364 | 8.1461 | 8.8043 | 8.1461 | 8.8042
connection | 4.8125 | 8.154 | 8.793 | 8.154 | 8.7931
connection | 8.0066 | 8.1539 | 8.7931 | 8.154 | 8.7931
connection | 8.4373 | 8.154 | 8.7931 | 8.154 | 8.7931
connection | 6.1257 | 8.1439 | 8.7925 | 8.1439 | 8.7925
connection | 5.2984 | 8.1438 | 8.7925 | 8.1439 | 8.7925
connection | 8.4542 | 8.1438 | 8.7926 | 8.1439 | 8.7925
connection | 9.439 | 8.1439 | 8.7925 | 8.1439 | 8.7925
connection | 11.2572 | 8.1444 | 8.8021 | 8.1444 | 8.8022
connection | 11.2572 | 8.1444 | 8.8023 | 8.1444 | 8.8022
connection | 7.6966 | 8.15 | 8.7981 | 8.15 | 8.7981
connection | 7.6966 | 8.1501 | 8.7981 | 8.15 | 8.7981
connection | 8.0031 | 8.1481 | 8.7953 | 8.1481 | 8.7953
connection | 8.0031 | 8.1482 | 8.7952 | 8.1481 | 8.7953
connection | 8.4925 | 8.1498 | 8.7964 | 8.1498 | 8.7964
connection | 8.4925 | 8.1498 | 8.7963 | 8.1498 | 8.7964
connection | 13.7159 | 8.1456 | 8.7931 | 8.1455 | 8.793
connection | 1.3334 | 8.1455 | 8.793 | 8.1455 | 8.793
connection | 12.4929 | 8.1454 | 8.793 | 8.1455 | 8.793
connection | 7.3425 | 8.15 | 8.8016 | 8.15 | 8.8017
connection | 7.3425 | 8.1499 | 8.8017 | 8.15 | 8.8017
connection | 7.8451 | 8.1497 | 8.7957 | 8.1496 | 8.7958
connection | 7.8451 | 8.1496 | 8.7958 | 8.1496 | 8.7958
connection | 6.7473 | 8.1418 | 8.7927 | 8.1417 | 8.7927
connection | 6.7473 | 8.1416 | 8.7927 | 8.1417 | 8.7927
connection | 9.5982 | 8.1421 | 8.7925 | 8.1422 | 8.7926
connection | 9.5982 | 8.1423 | 8.7926 | 8.1422 | 8.7926
connection | 5.2182 | 8.1426 | 8.7919 | 8.1426 | 8.7919
connection | 5.2182 | 8.1426 | 8.7919 | 8.1426 | 8.7919
connection | 6.5125 | 8.1485 | 8.7979 | 8.1485 | 8.7979
connection | 6.5125 | 8.1485 | 8.7978 | 8.1485 | 8.7979
connection | 3.8208 | 8.1485 | 8.7965 | 8.1485 | 8.7965
connection | 3.8208 | 8.1485 | 8.7965 | 8.1485 | 8.7965
connection | 8.3423 | 8.1414 | 8.7994 | 8.1414 | 8.7995
connection | 8.3423 | 8.1413 | 8.7995 | 8.1414 | 8.7995
connection | 6.4834 | 8.1487 | 8.8052 | 8.1487 | 8.8053
connection | 6.4834 | 8.1488 | 8.8053 | 8.1487 | 8.8053
connection | 7.1581 | 8.1482 | 8.7961 | 8.1483 | 8.796
connection | 8.6729 | 8.1482 | 8.7961 | 8.1483 | 8.796
connection | 5.7868 | 8.1483 | 8.7961 | 8.1483 | 8.796
connection | 4.9566 | 8.1482 | 8.796 | 8.1483 | 8.796
connection | 8.3342 | 8.1483 | 8.796 | 8.1483 | 8.796
connection | 6.6829 | 8.1506 | 8.797 | 8.1506 | 8.7969
connection | 6.6829 | 8.1506 | 8.7969 | 8.1506 | 8.7969
connection | 9.2079 | 8.1522 | 8.8 | 8.1522 | 8.8
connection | 9.2079 | 8.1521 | 8.7999 | 8.1522 | 8.8
connection | 15.5311 | 8.1443 | 8.7963 | 8.1444 | 8.7961
connection | 4.9502 | 8.1443 | 8.7962 | 8.1444 | 8.7961
connection | 16.0773 | 8.1444 | 8.796 | 8.1444 | 8.7961
connection | 10.2945 | 8.1445 | 8.7961 | 8.1444 | 8.7961
connection | 6.6067 | 8.147 | 8.8017 | 8.147 | 8.8017
connection | 6.6067 | 8.147 | 8.8016 | 8.147 | 8.8017
connection | 5.34 | 8.1444 | 8.7957 | 8.1443 | 8.7957
connection | 5.34 | 8.1443 | 8.7958 | 8.1443 | 8.7957
connection | 11.7331 | 8.1451 | 8.7938 | 8.1452 | 8.7939
connection | 8.3617 | 8.1452 | 8.7939 | 8.1452 | 8.7939
connection | 8.644 | 8.1451 | 8.794 | 8.1452 | 8.7939
connection | 3.6167 | 8.1488 | 8.7962 | 8.1488 | 8.7962
connection | 1.544 | 8.1488 | 8.7962 | 8.1488 | 8.7962
connection | 4.0788 | 8.1488 | 8.7962 | 8.1488 | 8.7962
connection | 11.8415 | 8.1535 | 8.8042 | 8.1536 | 8.8041
connection | 11.8415 | 8.1537 | 8.804 | 8.1536 | 8.8041
connection | 7.3165 | 8.1467 | 8.7989 | 8.1468 | 8.799
connection | 7.3165 | 8.1469 | 8.799 | 8.1468 | 8.799
connection | 7.5462 | 8.1494 | 8.7984 | 8.1495 | 8.7984
connection | 7.5462 | 8.1495 | 8.7985 | 8.1495 | 8.7984
connection | 7.8283 | 8.145 | 8.7923 | 8.145 | 8.7923
connection | 7.1334 | 8.145 | 8.7922 | 8.145 | 8.7923
connection | 3.9185 | 8.145 | 8.7923 | 8.145 | 8.7923
connection | 6.8732 | 8.1449 | 8.7923 | 8.145 | 8.7923
connection | 1.511 | 8.1476 | 8.7966 | 8.1476 | 8.7966
connection | 9.909 | 8.1476 | 8.7967 | 8.1476 | 8.7966
connection | 11.209 | 8.1477 | 8.7965 | 8.1476 | 8.7966
connection | 5.4852 | 8.145 | 8.8024 | 8.145 | 8.8024
connection | 5.4852 | 8.1451 | 8.8024 | 8.145 | 8.8024
connection | 9.56 | 8.1468 | 8.7968 | 8.1469 | 8.7968
connection | 5.0877 | 8.147 | 8.7968 | 8.1469 | 8.7968
connection | 17.4508 | 8.147 | 8.7966 | 8.1469 | 8.7968
connection | 12.4462 | 8.1469 | 8.7969 | 8.1469 | 8.7968
connection | 5.8319 | 8.1431 | 8.8039 | 8.1431 | 8.8039
connection | 5.8319 | 8.143 | 8.8039 | 8.1431 | 8.8039
connection | 5.4261 | 8.1479 | 8.804 | 8.148 | 8.804
connection | 5.1749 | 8.148 | 8.804 | 8.148 | 8.804
connection | 4.6843 | 8.148 | 8.8039 | 8.148 | 8.804
connection | 13.4264 | 8.1503 | 8.8069 | 8.1502 | 8.8068
connection | 5.2833 | 8.1503 | 8.8067 | 8.1502 | 8.8068
connection | 12.2496 | 8.1502 | 8.8067 | 8.1502 | 8.8068
connection | 9.2301 | 8.1448 | 8.7958 | 8.1447 | 8.7958
connection | 9.0779 | 8.1446 | 8.7958 | 8.1447 | 8.7958
connection | 4.7426 | 8.1447 | 8.7958 | 8.1447 | 8.7958
connection | 7.9055 | 8.1466 | 8.793 | 8.1465 | 8.793
connection | 9.1459 | 8.1466 | 8.7931 | 8.1465 | 8.793
connection | 11.6436 | 8.1464 | 8.793 | 8.1465 | 8.793
connection | 11.7951 | 8.1467 | 8.7986 | 8.1468 | 8.7986
connection | 3.324 | 8.1468 | 8.7985 | 8.1468 | 8.7986
connection | 10.4413 | 8.1469 | 8.7986 | 8.1468 | 8.7986
connection | 6.8198 | 8.1514 | 8.8036 | 8.1514 | 8.8036
connection | 6.8198 | 8.1515 | 8.8037 | 8.1514 | 8.8036
connection | 9.0691 | 8.1508 | 8.7961 | 8.1507 | 8.7962
connection | 9.0691 | 8.1506 | 8.7962 | 8.1507 | 8.7962
connection | 12.1642 | 8.1445 | 8.7945 | 8.1446 | 8.7944
connection | 11.6755 | 8.1447 | 8.7944 | 8.1446 | 8.7944
connection | 1.1268 | 8.1446 | 8.7944 | 8.1446 | 8.7944
connection | 6.401 | 8.1457 | 8.7926 | 8.1457 | 8.7926
connection | 6.401 | 8.1456 | 8.7927 | 8.1457 | 8.7926
connection | 5.3893 | 8.1467 | 8.8021 | 8.1467 | 8.8021
connection | 5.3893 | 8.1468 | 8.8021 | 8.1467 | 8.8021
connection | 9.6812 | 8.1431 | 8.7939 | 8.1431 | 8.7938
connection | 9.6812 | 8.143 | 8.7937 | 8.1431 | 8.7938
connection | 2.8093 | 8.1434 | 8.7955 | 8.1434 | 8.7955
connection | 11.4194 | 8.1434 | 8.7956 | 8.1434 | 8.7955
connection | 12.6206 | 8.1433 | 8.7954 | 8.1434 | 8.7955
connection | 3.7665 | 8.1456 | 8.7987 | 8.1455 | 8.7988
connection | 3.7665 | 8.1455 | 8.7988 | 8.1455 | 8.7988
connection | 5.1593 | 8.1483 | 8.7977 | 8.1483 | 8.7977
connection | 13.7049 | 8.1483 | 8.7975 | 8.1483 | 8.7977
connection | 14.5088 | 8.1482 | 8.7978 | 8.1483 | 8.7977
connection | 9.1884 | 8.1492 | 8.7978 | 8.1493 | 8.7979
connection | 1.5532 | 8.1493 | 8.7979 | 8.1493 | 8.7979
connection | 9.7864 | 8.1493 | 8.798 | 8.1493 | 8.7979
connection | 13.8126 | 8.1469 | 8.8012 | 8.1468 | 8.8011
connection | 2.6474 | 8.1468 | 8.8011 | 8.1468 | 8.8011
connection | 12.46 | 8.1467 | 8.801 | 8.1468 | 8.8011
connection | 7.8291 | 8.1487 | 8.7966 | 8.1487 | 8.7966
connection | 7.8291 | 8.1486 | 8.7966 | 8.1487 | 8.7966
connection | 5.7249 | 8.1473 | 8.8007 | 8.1474 | 8.8007
connection | 5.7249 | 8.1474 | 8.8007 | 8.1474 | 8.8007
connection | 6.1402 | 8.1465 | 8.7965 | 8.1464 | 8.7965
connection | 6.1402 | 8.1464 | 8.7964 | 8.1464 | 8.7965
connection | 6.5359 | 8.1449 | 8.7942 | 8.145 | 8.7942
connection | 6.7607 | 8.145 | 8.7942 | 8.145 | 8.7942
connection | 5.6843 | 8.145 | 8.7942 | 8.145 | 8.7942
connection | 7.0773 | 8.1467 | 8.797 | 8.1466 | 8.797
connection | 9.194 | 8.1466 | 8.7969 | 8.1466 | 8.797
connection | 6.3754 | 8.1466 | 8.797 | 8.1466 | 8.797
connection | 14.8769 | 8.1466 | 8.7971 | 8.1466 | 8.797
connection | 11.6868 | 8.1467 | 8.7969 | 8.1466 | 8.797
connection | 9.1847 | 8.1542 | 8.8007 | 8.1541 | 8.8007
connection | 9.1847 | 8.1541 | 8.8008 | 8.1541 | 8.8007
connection | 6.5634 | 8.1455 | 8.7965 | 8.1455 | 8.7965
connection | 6.5634 | 8.1456 | 8.7966 | 8.1455 | 8.7965
connection | 5.0129 | 8.154 | 8.8011 | 8.1539 | 8.8011
connection | 5.0129 | 8.1539 | 8.8011 | 8.1539 | 8.8011
connection | 10.0734 | 8.1468 | 8.7934 | 8.1467 | 8.7934
connection | 8.0193 | 8.1467 | 8.7935 | 8.1467 | 8.7934
connection | 8.2755 | 8.1467 | 8.7934 | 8.1467 | 8.7934
connection | 11.5882 | 8.1496 | 8.7976 | 8.1497 | 8.7977
connection | 5.0849 | 8.1497 | 8.7977 | 8.1497 | 8.7977
connection | 9.0665 | 8.1497 | 8.7978 | 8.1497 | 8.7977
connection | 9.7361 | 8.1498 | 8.7976 | 8.1497 | 8.7977
connection | 6.8548 | 8.1445 | 8.7968 | 8.1445 | 8.7967
connection | 6.8548 | 8.1446 | 8.7967 | 8.1445 | 8.7967
connection | 6.2874 | 8.1481 | 8.7941 | 8.148 | 8.7941
connection | 5.8373 | 8.148 | 8.7941 | 8.148 | 8.7941
connection | 10.8972 | 8.148 | 8.7942 | 8.148 | 8.7941
connection | 9.4739 | 8.1438 | 8.7927 | 8.1438 | 8.7927
connection | 13.015 | 8.1436 | 8.7926 | 8.1438 | 8.7927
connection | 6.4609 | 8.1438 | 8.7926 | 8.1438 | 8.7927
connection | 10.0088 | 8.1438 | 8.7928 | 8.1438 | 8.7927
connection | 2.8288 | 8.1438 | 8.7927 | 8.1438 | 8.7927
connection | 9.9294 | 8.1508 | 8.7999 | 8.1509 | 8.7999
connection | 1.468 | 8.1509 | 8.7999 | 8.1509 | 8.7999
connection | 9.5136 | 8.1509 | 8.8 | 8.1509 | 8.7999
connection | 7.1199 | 8.1443 | 8.7929 | 8.1443 | 8.7929
connection | 7.1199 | 8.1443 | 8.7928 | 8.1443 | 8.7929
connection | 14.4784 | 8.146 | 8.7932 | 8.1459 | 8.7931
connection | 13.0116 | 8.1458 | 8.7931 | 8.1459 | 8.7931
connection | 1.7773 | 8.1459 | 8.7931 | 8.1459 | 8.7931
connection | 16.5299 | 8.1476 | 8.7942 | 8.1478 | 8.7942
connection | 9.4669 | 8.1478 | 8.7942 | 8.1478 | 8.7942
connection | 3.587 | 8.1478 | 8.7943 | 8.1478 | 8.7942
connection | 11.1141 | 8.1479 | 8.7942 | 8.1478 | 8.7942
connection | 6.3666 | 8.1474 | 8.7983 | 8.1474 | 8.7983
connection | 6.8866 | 8.1475 | 8.7983 | 8.1474 | 8.7983
connection | 5.2972 | 8.1474 | 8.7984 | 8.1474 | 8.7983
connection | 10.1696 | 8.1469 | 8.8032 | 8.1468 | 8.8032
connection | 10.1696 | 8.1467 | 8.8032 | 8.1468 | 8.8032
connection | 4.4048 | 8.1492 | 8.7985 | 8.1492 | 8.7986
connection | 4.4048 | 8.1493 | 8.7986 | 8.1492 | 8.7986
connection | 9.0821 | 8.1445 | 8.7939 | 8.1444 | 8.7939
connection | 9.0821 | 8.1444 | 8.794 | 8.1444 | 8.7939
connection | 6.7111 | 8.143 | 8.7998 | 8.1431 | 8.7998
connection | 6.7111 | 8.1431 | 8.7998 | 8.1431 | 8.7998
connection | 5.7213 | 8.1495 | 8.8052 | 8.1495 | 8.8052
connection | 5.7213 | 8.1495 | 8.8051 | 8.1495 | 8.8052
connection | 6.3983 | 8.1431 | 8.7957 | 8.1432 | 8.7958
connection | 6.3983 | 8.1432 | 8.7958 | 8.1432 | 8.7958
connection | 13.6026 | 8.1428 | 8.7962 | 8.1427 | 8.7963
connection | 5.0694 | 8.1427 | 8.7963 | 8.1427 | 8.7963
connection | 15.6409 | 8.1426 | 8.7964 | 8.1427 | 8.7963
connection | 6.7987 | 8.1502 | 8.7967 | 8.1502 | 8.7967
connection | 6.7987 | 8.1503 | 8.7968 | 8.1502 | 8.7967
connection | 11.248 | 8.1482 | 8.7968 | 8.1481 | 8.7969
connection | 11.1049 | 8.1481 | 8.7969 | 8.1481 | 8.7969
connection | 2.742 | 8.1482 | 8.7968 | 8.1481 | 8.7969
connection | 4.9584 | 8.1481 | 8.7969 | 8.1481 | 8.7969
connection | 3.0092 | 8.1481 | 8.7968 | 8.1481 | 8.7969
connection | 9.0015 | 8.1453 | 8.8042 | 8.1454 | 8.8042
connection | 9.0015 | 8.1454 | 8.8043 | 8.1454 | 8.8042
connection | 8.2272 | 8.1524 | 8.7992 | 8.1524 | 8.7993
connection | 8.2272 | 8.1525 | 8.7993 | 8.1524 | 8.7993
connection | 4.9197 | 8.1442 | 8.7948 | 8.1442 | 8.7948
connection | 4.9197 | 8.1441 | 8.7947 | 8.1442 | 8.7948
connection | 15.0368 | 8.1498 | 8.7981 | 8.1498 | 8.798
connection | 7.8707 | 8.1497 | 8.7981 | 8.1498 | 8.798
connection | 3.9149 | 8.1498 | 8.798 | 8.1498 | 8.798
connection | 14.4594 | 8.1498 | 8.7979 | 8.1498 | 8.798
connection | 6.5055 | 8.1468 | 8.7937 | 8.1469 | 8.7938
connection | 5.2769 | 8.1469 | 8.7938 | 8.1469 | 8.7938
connection | 4.4982 | 8.1469 | 8.7938 | 8.1469 | 8.7938
connection | 10.5325 | 8.1435 | 8.796 | 8.1436 | 8.796
connection | 4.0201 | 8.1436 | 8.796 | 8.1436 | 8.796
connection | 9.2147 | 8.1436 | 8.7961 | 8.1436 | 8.796
connection | 7.2818 | 8.1455 | 8.7953 | 8.1455 | 8.7952
connection | 7.2818 | 8.1454 | 8.7952 | 8.1455 | 8.7952
connection | 4.8372 | 8.1427 | 8.7958 | 8.1427 | 8.7958
connection | 4.8372 | 8.1427 | 8.7958 | 8.1427 | 8.7958
connection | 7.877 | 8.1483 | 8.7946 | 8.1482 | 8.7947
connection | 7.877 | 8.1482 | 8.7947 | 8.1482 | 8.7947
connection | 11.8507 | 8.1488 | 8.7972 | 8.1489 | 8.7971
connection | 9.5281 | 8.149 | 8.7971 | 8.1489 | 8.7971
connection | 3.599 | 8.1489 | 8.7971 | 8.1489 | 8.7971
connection | 8.9168 | 8.1471 | 8.7981 | 8.1471 | 8.7982
connection | 7.6501 | 8.1471 | 8.7983 | 8.1471 | 8.7982
connection | 1.4961 | 8.1471 | 8.7982 | 8.1471 | 8.7982
connection | 11.1482 | 8.147 | 8.7986 | 8.147 | 8.7987
connection | 4.2712 | 8.147 | 8.7987 | 8.147 | 8.7987
connection | 14.2208 | 8.1469 | 8.7988 | 8.147 | 8.7987
connection | 7.3126 | 8.1472 | 8.7974 | 8.1472 | 8.7974
connection | 7.3126 | 8.1471 | 8.7974 | 8.1472 | 8.7974
connection | 4.9245 | 8.1477 | 8.7972 | 8.1477 | 8.7972
connection | 4.9245 | 8.1477 | 8.7972 | 8.1477 | 8.7972
connection | 7.731 | 8.1465 | 8.801 | 8.1465 | 8.8009
connection | 7.731 | 8.1465 | 8.8009 | 8.1465 | 8.8009
connection | 5.1255 | 8.1452 | 8.7966 | 8.1453 | 8.7965
connection | 5.1255 | 8.1453 | 8.7965 | 8.1453 | 8.7965
connection | 6.0676 | 8.1468 | 8.7966 | 8.1467 | 8.7967
connection | 10.021 | 8.1466 | 8.7966 | 8.1467 | 8.7967
connection | 6.2614 | 8.1467 | 8.7967 | 8.1467 | 8.7967
connection | 7.1012 | 8.147 | 8.8039 | 8.147 | 8.8039
connection | 7.1012 | 8.147 | 8.8039 | 8.147 | 8.8039
connection | 5.2779 | 8.1473 | 8.797 | 8.1472 | 8.797
connection | 5.2779 | 8.1472 | 8.7971 | 8.1472 | 8.797
connection | 5.1954 | 8.1444 | 8.7947 | 8.1444 | 8.7947
connection | 5.1954 | 8.1443 | 8.7946 | 8.1444 | 8.7947
connection | 7.5096 | 8.1447 | 8.7968 | 8.1447 | 8.7968
connection | 7.5096 | 8.1448 | 8.7969 | 8.1447 | 8.7968
connection | 16.7404 | 8.151 | 8.7967 | 8.1509 | 8.7968
connection | 1.8898 | 8.1509 | 8.7968 | 8.1509 | 8.7968
connection | 14.8926 | 8.1508 | 8.7969 | 8.1509 | 8.7968
connection | 9.1138 | 8.1473 | 8.8034 | 8.1473 | 8.8035
connection | 9.1138 | 8.1472 | 8.8036 | 8.1473 | 8.8035
connection | 5.0233 | 8.1437 | 8.7932 | 8.1437 | 8.7932
connection | 5.0233 | 8.1438 | 8.7933 | 8.1437 | 8.7932
connection | 6.105 | 8.1485 | 8.7962 | 8.1484 | 8.7962
connection | 6.105 | 8.1484 | 8.7963 | 8.1484 | 8.7962
connection | 9.1469 | 8.1482 | 8.7982 | 8.1482 | 8.7983
connection | 9.1469 | 8.1483 | 8.7983 | 8.1482 | 8.7983
connection | 5.7334 | 8.1479 | 8.7936 | 8.1479 | 8.7937
connection | 5.7334 | 8.1478 | 8.7937 | 8.1479 | 8.7937
connection | 12.1595 | 8.1473 | 8.7963 | 8.1472 | 8.7962
connection | 13.3694 | 8.1471 | 8.7963 | 8.1472 | 8.7962
connection | 4.9177 | 8.1472 | 8.7962 | 8.1472 | 8.7962
connection | 14.3128 | 8.1473 | 8.7961 | 8.1472 | 8.7962
connection | 4.9103 | 8.1464 | 8.8112 | 8.1464 | 8.8112
connection | 4.9103 | 8.1465 | 8.8112 | 8.1464 | 8.8112
connection | 9.1668 | 8.1493 | 8.7975 | 8.1493 | 8.7975
connection | 9.1668 | 8.1492 | 8.7974 | 8.1493 | 8.7975
connection | 5.384 | 8.1494 | 8.7962 | 8.1494 | 8.7961
connection | 5.384 | 8.1494 | 8.7961 | 8.1494 | 8.7961
connection | 5.2861 | 8.1421 | 8.7997 | 8.142 | 8.7997
connection | 5.2861 | 8.142 | 8.7997 | 8.142 | 8.7997
connection | 7.4529 | 8.1472 | 8.8059 | 8.1473 | 8.8058
connection | 10.9196 | 8.1474 | 8.8058 | 8.1473 | 8.8058
connection | 5.6872 | 8.1472 | 8.8058 | 8.1473 | 8.8058
connection | 13.881 | 8.1465 | 8.7985 | 8.1465 | 8.7986
connection | 15.0662 | 8.1465 | 8.7988 | 8.1465 | 8.7986
connection | 4.8475 | 8.1466 | 8.7986 | 8.1465 | 8.7986
connection | 9.2147 | 8.1483 | 8.7956 | 8.1482 | 8.7956
connection | 9.2147 | 8.1482 | 8.7956 | 8.1482 | 8.7956
connection | 5.8199 | 8.143 | 8.8041 | 8.143 | 8.8042
connection | 5.8199 | 8.143 | 8.8042 | 8.143 | 8.8042
connection | 4.2373 | 8.1448 | 8.7947 | 8.1448 | 8.7947
connection | 4.2373 | 8.1448 | 8.7948 | 8.1448 | 8.7947
connection | 8.6572 | 8.1498 | 8.806 | 8.1498 | 8.8059
connection | 8.6572 | 8.1498 | 8.8058 | 8.1498 | 8.8059
connection | 7.3453 | 8.1487 | 8.7984 | 8.1486 | 8.7985
connection | 7.3453 | 8.1485 | 8.7985 | 8.1486 | 8.7985
connection | 3.2134 | 8.144 | 8.7965 | 8.1439 | 8.7964
connection | 3.2134 | 8.1439 | 8.7964 | 8.1439 | 8.7964
connection | 6.7645 | 8.1464 | 8.7975 | 8.1464 | 8.7974
connection | 6.7645 | 8.1463 | 8.7974 | 8.1464 | 8.7974
connection | 12.5334 | 8.148 | 8.7966 | 8.148 | 8.7965
connection | 9.4533 | 8.1479 | 8.7965 | 8.148 | 8.7965
connection | 3.2538 | 8.148 | 8.7964 | 8.148 | 8.7965
connection | 14.9302 | 8.1481 | 8.7964 | 8.148 | 8.7965
connection | 8.5128 | 8.1501 | 8.7963 | 8.1501 | 8.7963
connection | 8.5128 | 8.15 | 8.7963 | 8.1501 | 8.7963
connection | 9.8864 | 8.1452 | 8.7922 | 8.1452 | 8.7923
connection | 9.8864 | 8.1452 | 8.7924 | 8.1452 | 8.7923
connection | 8.7536 | 8.1497 | 8.7965 | 8.1497 | 8.7966
connection | 8.7536 | 8.1496 | 8.7966 | 8.1497 | 8.7966
connection | 4.8974 | 8.1481 | 8.7959 | 8.1481 | 8.7959
connection | 4.8974 | 8.1481 | 8.796 | 8.1481 | 8.7959
connection | 8.0321 | 8.1464 | 8.7979 | 8.1463 | 8.7979
connection | 5.3979 | 8.1463 | 8.7978 | 8.1463 | 8.7979
connection | 12.3026 | 8.1463 | 8.798 | 8.1463 | 8.7979
connection | 9.8136 | 8.1462 | 8.7978 | 8.1463 | 8.7979
connection | 5.6043 | 8.144 | 8.7954 | 8.144 | 8.7954
connection | 5.6043 | 8.1441 | 8.7953 | 8.144 | 8.7954
connection | 6.0642 | 8.1503 | 8.7975 | 8.1504 | 8.7975
connection | 6.0642 | 8.1504 | 8.7974 | 8.1504 | 8.7975
connection | 8.5681 | 8.1485 | 8.797 | 8.1484 | 8.797
connection | 8.5681 | 8.1484 | 8.7971 | 8.1484 | 8.797
connection | 3.388 | 8.1481 | 8.7972 | 8.148 | 8.7972
connection | 3.388 | 8.148 | 8.7972 | 8.148 | 8.7972
connection | 14.114 | 8.1447 | 8.7943 | 8.1446 | 8.7943
connection | 11.3034 | 8.1445 | 8.7942 | 8.1446 | 8.7943
connection | 3.2608 | 8.1446 | 8.7943 | 8.1446 | 8.7943
connection | 8.4381 | 8.1452 | 8.7927 | 8.1451 | 8.7928
connection | 8.4381 | 8.1451 | 8.7928 | 8.1451 | 8.7928
connection | 11.2177 | 8.1448 | 8.7924 | 8.1448 | 8.7925
connection | 4.5225 | 8.1448 | 8.7925 | 8.1448 | 8.7925
connection | 14.0511 | 8.1449 | 8.7927 | 8.1448 | 8.7925
connection | 3.6324 | 8.1471 | 8.8014 | 8.1471 | 8.8014
connection | 3.6324 | 8.147 | 8.8014 | 8.1471 | 8.8014
connection | 5.2415 | 8.1438 | 8.7966 | 8.1438 | 8.7966
connection | 5.2415 | 8.1439 | 8.7965 | 8.1438 | 8.7966
connection | 8.8135 | 8.1471 | 8.799 | 8.1471 | 8.799
connection | 8.8135 | 8.1471 | 8.7991 | 8.1471 | 8.799
connection | 4.7214 | 8.1464 | 8.7976 | 8.1464 | 8.7976
connection | 4.7214 | 8.1465 | 8.7976 | 8.1464 | 8.7976
connection | 8.4449 | 8.1431 | 8.7964 | 8.1431 | 8.7964
connection | 8.4449 | 8.1431 | 8.7963 | 8.1431 | 8.7964
connection | 1.9437 | 8.1442 | 8.7942 | 8.1442 | 8.7942
connection | 1.9437 | 8.1442 | 8.7942 | 8.1442 | 8.7942
connection | 8.2077 | 8.1509 | 8.7958 | 8.1508 | 8.7959
connection | 8.2077 | 8.1507 | 8.7959 | 8.1508 | 8.7959
connection | 6.7981 | 8.1434 | 8.8021 | 8.1434 | 8.8021
connection | 6.7981 | 8.1434 | 8.8022 | 8.1434 | 8.8021
connection | 12.2307 | 8.1423 | 8.7953 | 8.1422 | 8.7953
connection | 1.9657 | 8.1422 | 8.7953 | 8.1422 | 8.7953
connection | 10.5394 | 8.1421 | 8.7953 | 8.1422 | 8.7953
connection | 6.2523 | 8.1459 | 8.7983 | 8.146 | 8.7983
connection | 6.2523 | 8.146 | 8.7983 | 8.146 | 8.7983
connection | 7.0046 | 8.1495 | 8.8023 | 8.1496 | 8.8022
connection | 7.0046 | 8.1496 | 8.8021 | 8.1496 | 8.8022
connection | 9.1785 | 8.1438 | 8.7962 | 8.1437 | 8.7963
connection | 12.8128 | 8.1436 | 8.7963 | 8.1437 | 8.7963
connection | 7.5595 | 8.1438 | 8.7963 | 8.1437 | 8.7963
connection | 8.8219 | 8.1534 | 8.8009 | 8.1533 | 8.8009
connection | 8.8219 | 8.1533 | 8.8008 | 8.1533 | 8.8009
connection | 6.1112 | 8.1477 | 8.7967 | 8.1477 | 8.7967
connection | 8.388 | 8.1477 | 8.7968 | 8.1477 | 8.7967
connection | 5.5123 | 8.1478 | 8.7967 | 8.1477 | 8.7967
connection | 7.4656 | 8.1483 | 8.8048 | 8.1484 | 8.8048
connection | 7.4656 | 8.1485 | 8.8048 | 8.1484 | 8.8048
connection | 7.6832 | 8.1457 | 8.7929 | 8.1457 | 8.793
connection | 7.6832 | 8.1458 | 8.793 | 8.1457 | 8.793
connection | 4.2929 | 8.1469 | 8.797 | 8.1469 | 8.797
connection | 7.3679 | 8.1469 | 8.7971 | 8.1469 | 8.797
connection | 7.0141 | 8.1468 | 8.797 | 8.1469 | 8.797
connection | 9.409 | 8.1473 | 8.794 | 8.1473 | 8.7939
connection | 9.409 | 8.1473 | 8.7938 | 8.1473 | 8.7939
connection | 5.7326 | 8.1465 | 8.7934 | 8.1465 | 8.7935
connection | 5.7326 | 8.1464 | 8.7935 | 8.1465 | 8.7935
connection | 6.394 | 8.1422 | 8.7934 | 8.1422 | 8.7935
connection | 7.9153 | 8.1423 | 8.7935 | 8.1422 | 8.7935
connection | 4.4924 | 8.1422 | 8.7935 | 8.1422 | 8.7935
connection | 5.8962 | 8.1501 | 8.7979 | 8.1501 | 8.7979
connection | 6.857 | 8.1502 | 8.7978 | 8.1501 | 8.7979
connection | 5.3635 | 8.1501 | 8.7979 | 8.1501 | 8.7979
connection | 7.3922 | 8.1477 | 8.7963 | 8.1477 | 8.7964
connection | 9.4428 | 8.1476 | 8.7964 | 8.1477 | 8.7964
connection | 2.0552 | 8.1477 | 8.7964 | 8.1477 | 8.7964
connection | 5.9489 | 8.1477 | 8.7989 | 8.1477 | 8.7989
connection | 5.9489 | 8.1477 | 8.799 | 8.1477 | 8.7989
connection | 2.9653 | 8.1474 | 8.7969 | 8.1474 | 8.7969
connection | 2.9653 | 8.1474 | 8.7969 | 8.1474 | 8.7969
connection | 8.4582 | 8.1468 | 8.7962 | 8.1467 | 8.7963
connection | 8.4582 | 8.1466 | 8.7963 | 8.1467 | 8.7963
connection | 7.7989 | 8.1472 | 8.7944 | 8.1471 | 8.7944
connection | 7.7989 | 8.1471 | 8.7944 | 8.1471 | 8.7944
connection | 6.269 | 8.1451 | 8.7963 | 8.1451 | 8.7963
connection | 8.8588 | 8.1451 | 8.7964 | 8.1451 | 8.7963
connection | 12.2758 | 8.145 | 8.7962 | 8.1451 | 8.7963
connection | 7.1044 | 8.1455 | 8.8046 | 8.1454 | 8.8046
connection | 7.1044 | 8.1454 | 8.8047 | 8.1454 | 8.8046
connection | 9.239 | 8.1464 | 8.8016 | 8.1465 | 8.8016
connection | 9.239 | 8.1466 | 8.8016 | 8.1465 | 8.8016
connection | 8.4078 | 8.1475 | 8.799 | 8.1475 | 8.799
connection | 8.4078 | 8.1475 | 8.7991 | 8.1475 | 8.799
connection | 7.2137 | 8.1531 | 8.7994 | 8.1532 | 8.7993
connection | 8.1687 | 8.1532 | 8.7994 | 8.1532 | 8.7993
connection | 6.8093 | 8.1532 | 8.7993 | 8.1532 | 8.7993
connection | 4.4241 | 8.1478 | 8.7961 | 8.1477 | 8.7961
connection | 2.2362 | 8.1477 | 8.7961 | 8.1477 | 8.7961
connection | 5.9952 | 8.1477 | 8.7961 | 8.1477 | 8.7961
connection | 7.2825 | 8.1477 | 8.796 | 8.1477 | 8.7961
connection | 7.5346 | 8.1443 | 8.7951 | 8.1443 | 8.7952
connection | 7.5346 | 8.1443 | 8.7952 | 8.1443 | 8.7952
connection | 5.022 | 8.1506 | 8.8027 | 8.1506 | 8.8027
connection | 5.022 | 8.1505 | 8.8026 | 8.1506 | 8.8027
connection | 3.1951 | 8.1446 | 8.7953 | 8.1446 | 8.7953
connection | 3.1951 | 8.1446 | 8.7953 | 8.1446 | 8.7953
connection | 6.4781 | 8.1468 | 8.7942 | 8.1468 | 8.7942
connection | 6.4781 | 8.1469 | 8.7943 | 8.1468 | 8.7942
connection | 6.9884 | 8.1419 | 8.7999 | 8.1418 | 8.7999
connection | 6.9884 | 8.1418 | 8.7999 | 8.1418 | 8.7999
connection | 5.0997 | 8.1469 | 8.7929 | 8.1469 | 8.793
connection | 5.0997 | 8.1469 | 8.793 | 8.1469 | 8.793
connection | 6.6072 | 8.1448 | 8.7954 | 8.1448 | 8.7955
connection | 6.6072 | 8.1447 | 8.7955 | 8.1448 | 8.7955
connection | 6.7326 | 8.1537 | 8.8003 | 8.1537 | 8.8003
connection | 6.7326 | 8.1537 | 8.8002 | 8.1537 | 8.8003
connection | 3.3053 | 8.1464 | 8.797 | 8.1464 | 8.797
connection | 3.3053 | 8.1464 | 8.797 | 8.1464 | 8.797
connection | 7.6606 | 8.1467 | 8.7982 | 8.1466 | 8.7982
connection | 5.093 | 8.1466 | 8.7982 | 8.1466 | 8.7982
connection | 4.3124 | 8.1466 | 8.7982 | 8.1466 | 8.7982
distribution | 30.985 | 8.1509 | 8.7999 | 8.1506 | 8.7998
distribution | 25.8307 | 8.1506 | 8.7998 | 8.1505 | 8.8
distribution | 32.345 | 8.1456 | 8.7949 | 8.1459 | 8.7951
distribution | 38.6072 | 8.1452 | 8.8039 | 8.1455 | 8.8036
distribution | 47.1021 | 8.1449 | 8.8036 | 8.1452 | 8.8039
distribution | 28.1115 | 8.1454 | 8.804 | 8.1452 | 8.8039
distribution | 27.8039 | 8.1496 | 8.8057 | 8.1498 | 8.8059
distribution | 27.5254 | 8.1422 | 8.7969 | 8.1425 | 8.7969
distribution | 27.5254 | 8.142 | 8.7969 | 8.1422 | 8.7969
distribution | 23.5294 | 8.1425 | 8.7969 | 8.1426 | 8.7967
distribution | 29.9394 | 8.1481 | 8.7969 | 8.1479 | 8.7969
distribution | 23.7592 | 8.1479 | 8.7969 | 8.1477 | 8.7967
distribution | 25.1725 | 8.143 | 8.7921 | 8.1433 | 8.7922
distribution | 25.1725 | 8.1428 | 8.792 | 8.143 | 8.7921
distribution | 31.8312 | 8.1426 | 8.7919 | 8.1428 | 8.792
distribution | 32.7101 | 8.1428 | 8.7923 | 8.1428 | 8.792
distribution | 35.7093 | 8.1331 | 8.7973 | 8.1331 | 8.7969
distribution | 35.7093 | 8.1331 | 8.7969 | 8.1332 | 8.7966
distribution | 42.5302 | 8.1332 | 8.7966 | 8.1333 | 8.7963
distribution | 35.6208 | 8.1469 | 8.8 | 8.1467 | 8.7997
distribution | 38.8522 | 8.1467 | 8.7997 | 8.1467 | 8.7994
distribution | 45.2841 | 8.1501 | 8.7974 | 8.1497 | 8.7974
distribution | 22.885 | 8.1504 | 8.7975 | 8.1501 | 8.7974
distribution | 30.4613 | 8.1445 | 8.8116 | 8.1446 | 8.8118
distribution | 30.4613 | 8.1444 | 8.8113 | 8.1445 | 8.8116
distribution | 28.1583 | 8.1443 | 8.8118 | 8.1446 | 8.8118
distribution | 28.1583 | 8.1441 | 8.8118 | 8.1443 | 8.8118
distribution | 31.1744 | 8.1446 | 8.8118 | 8.1449 | 8.8118
distribution | 49.0617 | 8.1438 | 8.799 | 8.1441 | 8.7994
distribution | 42.1901 | 8.1441 | 8.7994 | 8.1443 | 8.799
distribution | 46.4252 | 8.1438 | 8.7997 | 8.1441 | 8.7994
distribution | 37.7334 | 8.1536 | 8.8025 | 8.1533 | 8.8023
distribution | 30.3271 | 8.1446 | 8.793 | 8.1445 | 8.7927
distribution | 33.8062 | 8.1445 | 8.7927 | 8.1443 | 8.7929
distribution | 19.3249 | 8.1444 | 8.7926 | 8.1445 | 8.7927
distribution | 32.1979 | 8.1479 | 8.7938 | 8.1477 | 8.794
distribution | 22.2404 | 8.1477 | 8.794 | 8.1478 | 8.7942
distribution | 35.4376 | 8.1495 | 8.8094 | 8.1498 | 8.8094
distribution | 32.7965 | 8.1498 | 8.8094 | 8.1498 | 8.8091
distribution | 25.7039 | 8.153 | 8.7974 | 8.1531 | 8.7976
distribution | 25.7039 | 8.1529 | 8.7972 | 8.153 | 8.7974
distribution | 30.2998 | 8.1531 | 8.7976 | 8.1532 | 8.7979
distribution | 30.2998 | 8.1532 | 8.7979 | 8.1534 | 8.7981
distribution | 31.4353 | 8.1472 | 8.8032 | 8.1473 | 8.8035
distribution | 28.937 | 8.1451 | 8.7968 | 8.1449 | 8.797
distribution | 22.9448 | 8.1453 | 8.797 | 8.1451 | 8.7968
distribution | 39.7267 | 8.1349 | 8.793 | 8.1349 | 8.7933
distribution | 25.3414 | 8.1421 | 8.8001 | 8.142 | 8.7999
distribution | 38.9921 | 8.1423 | 8.8004 | 8.1421 | 8.8001
distribution | 34.6747 | 8.1504 | 8.8029 | 8.1502 | 8.8032
distribution | 34.0855 | 8.1506 | 8.8027 | 8.1504 | 8.8029
distribution | 44.7895 | 8.1531 | 8.7933 | 8.1527 | 8.7934
distribution | 44.7895 | 8.1535 | 8.7932 | 8.1531 | 8.7933
distribution | 43.1839 | 8.1527 | 8.7934 | 8.1525 | 8.7937
distribution | 43.1839 | 8.1525 | 8.7937 | 8.1523 | 8.7941
distribution | 27.3794 | 8.1434 | 8.7964 | 8.1434 | 8.7961
distribution | 27.1964 | 8.1431 | 8.7964 | 8.1434 | 8.7964
distribution | 39.5397 | 8.1505 | 8.7964 | 8.1502 | 8.7965
distribution | 32.3833 | 8.1507 | 8.7962 | 8.1505 | 8.7964
distribution | 23.7618 | 8.1471 | 8.7984 | 8.1471 | 8.7982
distribution | 40.27 | 8.153 | 8.8003 | 8.1533 | 8.8002
distribution | 22.826 | 8.1533 | 8.8002 | 8.1535 | 8.8001
distribution | 29.5639 | 8.1415 | 8.7933 | 8.1415 | 8.7931
distribution | 30.6762 | 8.1414 | 8.7936 | 8.1415 | 8.7933
distribution | 30.183 | 8.1431 | 8.8039 | 8.1432 | 8.8037
distribution | 28.1113 | 8.1432 | 8.8037 | 8.143 | 8.8035
distribution | 28.7875 | 8.1471 | 8.8057 | 8.1473 | 8.8058
distribution | 25.233 | 8.147 | 8.7972 | 8.1472 | 8.7974
distribution | 27.7823 | 8.1488 | 8.8016 | 8.1486 | 8.8017
distribution | 27.7823 | 8.1489 | 8.8014 | 8.1488 | 8.8016
distribution | 26.0609 | 8.1486 | 8.8017 | 8.1484 | 8.8018
distribution | 26.0609 | 8.1484 | 8.8018 | 8.1481 | 8.8018
distribution | 25.7406 | 8.1444 | 8.7943 | 8.1446 | 8.7943
distribution | 16.8974 | 8.1442 | 8.7942 | 8.1444 | 8.7943
distribution | 21.0243 | 8.1459 | 8.7928 | 8.146 | 8.7929
distribution | 21.0603 | 8.1457 | 8.793 | 8.1459 | 8.7928
distribution | 22.973 | 8.1474 | 8.8011 | 8.1476 | 8.8011
distribution | 27.2867 | 8.1443 | 8.7957 | 8.1442 | 8.7956
distribution | 25.8681 | 8.1442 | 8.7956 | 8.1444 | 8.7954
distribution | 23.5378 | 8.1482 | 8.7962 | 8.1483 | 8.796
distribution | 24.1133 | 8.1484 | 8.7962 | 8.1482 | 8.7962
distribution | 31.8608 | 8.1492 | 8.7976 | 8.1489 | 8.7977
distribution | 21.5014 | 8.1489 | 8.7977 | 8.1487 | 8.7977
distribution | 31.3346 | 8.148 | 8.7989 | 8.1479 | 8.7992
distribution | 30.3566 | 8.1479 | 8.7992 | 8.1477 | 8.7989
distribution | 21.5983 | 8.1481 | 8.7992 | 8.1479 | 8.7992
distribution | 29.4033 | 8.1501 | 8.8082 | 8.15 | 8.808
distribution | 26.2455 | 8.1503 | 8.8082 | 8.1501 | 8.8082
distribution | 46.0332 | 8.1391 | 8.7886 | 8.1393 | 8.7889
distribution | 46.0332 | 8.1393 | 8.7889 | 8.1396 | 8.7893
distribution | 46.0332 | 8.1396 | 8.7893 | 8.1398 | 8.7896
distribution | 46.0332 | 8.1398 | 8.7896 | 8.14 | 8.79
distribution | 46.0332 | 8.14 | 8.79 | 8.1403 | 8.7903
distribution | 46.0332 | 8.1403 | 8.7903 | 8.1405 | 8.7907
distribution | 30.1368 | 8.1489 | 8.8047 | 8.1487 | 8.8045
distribution | 28.1494 | 8.1545 | 8.8015 | 8.1545 | 8.8012
distribution | 28.1494 | 8.1545 | 8.8012 | 8.1545 | 8.8009
distribution | 25.0415 | 8.1545 | 8.8009 | 8.1543 | 8.8008
distribution | 25.0415 | 8.1543 | 8.8008 | 8.1541 | 8.8007
distribution | 32.5393 | 8.1441 | 8.802 | 8.1444 | 8.8022
distribution | 35.4725 | 8.1511 | 8.8066 | 8.1511 | 8.8069
distribution | 35.4725 | 8.1512 | 8.8063 | 8.1511 | 8.8066
distribution | 28.6721 | 8.1474 | 8.7956 | 8.1475 | 8.7958
distribution | 36.3554 | 8.1475 | 8.7958 | 8.1477 | 8.7961
distribution | 27.1193 | 8.1408 | 8.7984 | 8.1409 | 8.7982
distribution | 27.1193 | 8.1409 | 8.7982 | 8.1409 | 8.798
distribution | 21.2551 | 8.1408 | 8.7986 | 8.1408 | 8.7984
distribution | 45.9808 | 8.1449 | 8.7989 | 8.1453 | 8.799
distribution | 45.9619 | 8.1453 | 8.799 | 8.1455 | 8.7988
distribution | 34.8583 | 8.1468 | 8.7931 | 8.1466 | 8.7933
distribution | 34.7947 | 8.1465 | 8.793 | 8.1466 | 8.7933
distribution | 22.1159 | 8.1466 | 8.7933 | 8.1467 | 8.7934
distribution | 24.0889 | 8.1465 | 8.7935 | 8.1466 | 8.7933
distribution | 49.7509 | 8.1428 | 8.7898 | 8.1427 | 8.7903
distribution | 49.7509 | 8.1429 | 8.7894 | 8.1428 | 8.7898
distribution | 49.7509 | 8.143 | 8.789 | 8.1429 | 8.7894
distribution | 49.7509 | 8.1431 | 8.7885 | 8.143 | 8.789
distribution | 49.7509 | 8.1432 | 8.7881 | 8.1431 | 8.7885
distribution | 49.7509 | 8.1433 | 8.7876 | 8.1432 | 8.7881
distribution | 49.7509 | 8.1434 | 8.7872 | 8.1433 | 8.7876
distribution | 49.7509 | 8.1435 | 8.7868 | 8.1434 | 8.7872
distribution | 49.7509 | 8.1436 | 8.7863 | 8.1435 | 8.7868
distribution | 49.7509 | 8.1437 | 8.7859 | 8.1436 | 8.7863
distribution | 25.3034 | 8.1429 | 8.794 | 8.1431 | 8.7938
distribution | 31.2478 | 8.143 | 8.7943 | 8.1429 | 8.794
distribution | 21.7862 | 8.1428 | 8.7941 | 8.1429 | 8.794
distribution | 40.618 | 8.142 | 8.7915 | 8.1421 | 8.7919
distribution | 40.618 | 8.142 | 8.7912 | 8.142 | 8.7915
distribution | 25.791 | 8.1419 | 8.7907 | 8.142 | 8.7909
distribution | 25.791 | 8.142 | 8.7909 | 8.142 | 8.7912
distribution | 24.4074 | 8.1438 | 8.7928 | 8.1441 | 8.7928
distribution | 20.4714 | 8.1438 | 8.7927 | 8.1438 | 8.7928
distribution | 26.9202 | 8.1517 | 8.8043 | 8.1516 | 8.804
distribution | 26.9202 | 8.1516 | 8.804 | 8.1515 | 8.8038
distribution | 21.4386 | 8.1515 | 8.8038 | 8.1514 | 8.8036
distribution | 46.2975 | 8.1543 | 8.8049 | 8.1541 | 8.8045
distribution | 46.2975 | 8.1541 | 8.8045 | 8.1539 | 8.8042
distribution | 29.8328 | 8.1543 | 8.8037 | 8.1541 | 8.804
distribution | 29.8328 | 8.1541 | 8.804 | 8.1539 | 8.8042
distribution | 32.4018 | 8.1539 | 8.8042 | 8.1536 | 8.8041
distribution | 45.2406 | 8.1424 | 8.7955 | 8.1428 | 8.7955
distribution | 28.1066 | 8.1421 | 8.7955 | 8.1424 | 8.7955
distribution | 30.0165 | 8.1494 | 8.7981 | 8.1493 | 8.7979
distribution | 24.4774 | 8.1494 | 8.7961 | 8.1495 | 8.7963
distribution | 28.0819 | 8.1495 | 8.7963 | 8.1497 | 8.7966
distribution | 38.9038 | 8.1509 | 8.8114 | 8.1509 | 8.811
distribution | 38.9038 | 8.1509 | 8.811 | 8.151 | 8.8107
distribution | 38.9038 | 8.151 | 8.8107 | 8.151 | 8.8103
distribution | 26.8185 | 8.1463 | 8.8043 | 8.1465 | 8.8041
distribution | 23.7694 | 8.1465 | 8.8041 | 8.1466 | 8.8043
distribution | 28.5355 | 8.1463 | 8.8039 | 8.1465 | 8.8041
distribution | 28.479 | 8.1466 | 8.8039 | 8.1465 | 8.8041
distribution | 43.7696 | 8.1331 | 8.7958 | 8.1334 | 8.796
distribution | 43.7696 | 8.1328 | 8.7955 | 8.1331 | 8.7958
distribution | 43.7696 | 8.1325 | 8.7953 | 8.1328 | 8.7955
distribution | 43.7696 | 8.1322 | 8.795 | 8.1325 | 8.7953
distribution | 43.7696 | 8.1319 | 8.7948 | 8.1322 | 8.795
distribution | 43.7696 | 8.1316 | 8.7946 | 8.1319 | 8.7948
distribution | 43.7696 | 8.1312 | 8.7943 | 8.1316 | 8.7946
distribution | 30.0822 | 8.1312 | 8.794 | 8.1312 | 8.7943
distribution | 27.5335 | 8.1522 | 8.8012 | 8.1523 | 8.801
distribution | 27.5335 | 8.1521 | 8.8015 | 8.1522 | 8.8012
distribution | 43.1579 | 8.1518 | 8.8018 | 8.1521 | 8.8015
distribution | 41.2689 | 8.1459 | 8.8115 | 8.1463 | 8.8114
distribution | 41.2689 | 8.1456 | 8.8116 | 8.1459 | 8.8115
distribution | 41.2689 | 8.1452 | 8.8117 | 8.1456 | 8.8116
distribution | 41.2689 | 8.1449 | 8.8118 | 8.1452 | 8.8117
distribution | 24.8657 | 8.1463 | 8.8114 | 8.1464 | 8.8112
distribution | 28.9339 | 8.1502 | 8.8068 | 8.15 | 8.8068
distribution | 38.1304 | 8.15 | 8.8068 | 8.1497 | 8.8066
distribution | 17.5455 | 8.1468 | 8.7965 | 8.1467 | 8.7967
distribution | 25.7238 | 8.147 | 8.7964 | 8.1468 | 8.7965
distribution | 28.5042 | 8.1467 | 8.7963 | 8.1468 | 8.7965
distribution | 39.2892 | 8.1454 | 8.7976 | 8.1452 | 8.7973
distribution | 40.611 | 8.1452 | 8.7979 | 8.1454 | 8.7976
distribution | 33.6147 | 8.1461 | 8.8014 | 8.1463 | 8.8016
distribution | 20.7935 | 8.1463 | 8.8016 | 8.1465 | 8.8016
distribution | 45.3164 | 8.1402 | 8.7942 | 8.1406 | 8.7943
distribution | 45.3164 | 8.1398 | 8.7941 | 8.1402 | 8.7942
distribution | 45.3164 | 8.1394 | 8.794 | 8.1398 | 8.7941
distribution | 45.3164 | 8.139 | 8.7939 | 8.1394 | 8.794
distribution | 45.3164 | 8.1386 | 8.7938 | 8.139 | 8.7939
distribution | 45.3164 | 8.1382 | 8.7937 | 8.1386 | 8.7938
distribution | 45.3164 | 8.1378 | 8.7936 | 8.1382 | 8.7937
distribution | 45.3164 | 8.1374 | 8.7935 | 8.1378 | 8.7936
distribution | 27.8978 | 8.1372 | 8.7934 | 8.1374 | 8.7935
distribution | 39.6377 | 8.1518 | 8.7969 | 8.1516 | 8.7966
distribution | 38.706 | 8.1474 | 8.8076 | 8.1471 | 8.8074
distribution | 38.706 | 8.1471 | 8.8074 | 8.1469 | 8.8071
distribution | 28.5041 | 8.1453 | 8.7944 | 8.1452 | 8.7942
distribution | 24.0744 | 8.1503 | 8.8049 | 8.1503 | 8.8051
distribution | 36.4353 | 8.15 | 8.8047 | 8.1503 | 8.8049
distribution | 17.3631 | 8.1533 | 8.7992 | 8.1532 | 8.7993
distribution | 34.5336 | 8.1496 | 8.8012 | 8.1493 | 8.8011
distribution | 30.5536 | 8.15 | 8.8017 | 8.1498 | 8.8015
distribution | 30.5536 | 8.1498 | 8.8015 | 8.1496 | 8.8012
distribution | 39.6486 | 8.1496 | 8.8009 | 8.1496 | 8.8012
distribution | 32.9985 | 8.1458 | 8.8047 | 8.1455 | 8.8048
distribution | 40.9489 | 8.1454 | 8.8051 | 8.1455 | 8.8048
distribution | 14.409 | 8.1455 | 8.8048 | 8.1454 | 8.8046
distribution | 22.2039 | 8.1522 | 8.7995 | 8.1521 | 8.7997
distribution | 32.676 | 8.1522 | 8.8 | 8.1521 | 8.7997
distribution | 25.0439 | 8.1521 | 8.7997 | 8.152 | 8.7995
distribution | 35.9469 | 8.1412 | 8.7973 | 8.1415 | 8.7974
distribution | 22.4754 | 8.1412 | 8.7975 | 8.1412 | 8.7973
distribution | 20.8692 | 8.1467 | 8.7938 | 8.1469 | 8.7938
distribution | 26.3473 | 8.1466 | 8.794 | 8.1467 | 8.7938
distribution | 28.5586 | 8.1495 | 8.8076 | 8.1494 | 8.8074
distribution | 30.6967 | 8.1494 | 8.8074 | 8.1492 | 8.8072
distribution | 43.321 | 8.1424 | 8.7934 | 8.1425 | 8.793
distribution | 20.3717 | 8.1422 | 8.7935 | 8.1424 | 8.7934
distribution | 34.0919 | 8.1428 | 8.7994 | 8.1429 | 8.7997
distribution | 23.5479 | 8.1429 | 8.7997 | 8.1431 | 8.7998
distribution | 16.4368 | 8.1477 | 8.8042 | 8.1478 | 8.804
distribution | 17.478 | 8.145 | 8.7921 | 8.145 | 8.7923
distribution | 32.0933 | 8.1451 | 8.7919 | 8.145 | 8.7921
distribution | 34.7349 | 8.1486 | 8.8056 | 8.1487 | 8.8053
distribution | 42.5325 | 8.1483 | 8.8054 | 8.1486 | 8.8056
distribution | 27.1649 | 8.1463 | 8.7979 | 8.1465 | 8.798
distribution | 21.8903 | 8.1465 | 8.798 | 8.1466 | 8.7982
distribution | 44.8878 | 8.1452 | 8.8007 | 8.1456 | 8.8008
distribution | 31.2878 | 8.1456 | 8.8008 | 8.1459 | 8.8007
distribution | 28.1748 | 8.1542 | 8.7929 | 8.154 | 8.7931
distribution | 46.197 | 8.1547 | 8.8038 | 8.1543 | 8.8037
distribution | 46.197 | 8.1551 | 8.8038 | 8.1547 | 8.8038
distribution | 46.197 | 8.1555 | 8.8038 | 8.1551 | 8.8038
distribution | 46.197 | 8.1559 | 8.8038 | 8.1555 | 8.8038
distribution | 46.197 | 8.1564 | 8.8038 | 8.1559 | 8.8038
distribution | 25.8459 | 8.1485 | 8.7982 | 8.1484 | 8.7981
distribution | 27.3236 | 8.1484 | 8.7981 | 8.1485 | 8.7979
distribution | 24.9458 | 8.1482 | 8.7983 | 8.1484 | 8.7981
distribution | 34.1562 | 8.1444 | 8.7961 | 8.1447 | 8.7961
distribution | 30.8987 | 8.1447 | 8.7961 | 8.1447 | 8.7958
distribution | 21.4054 | 8.1448 | 8.7962 | 8.1447 | 8.7961
distribution | 31.7775 | 8.1425 | 8.798 | 8.1426 | 8.7977
distribution | 31.6409 | 8.1435 | 8.795 | 8.1437 | 8.7952
distribution | 29.5335 | 8.1432 | 8.7949 | 8.1435 | 8.795
distribution | 41.4394 | 8.145 | 8.7952 | 8.1447 | 8.7951
distribution | 20.2019 | 8.1447 | 8.7951 | 8.1446 | 8.795
distribution | 18.6044 | 8.1446 | 8.7953 | 8.1447 | 8.7951
distribution | 38.7377 | 8.1407 | 8.791 | 8.1409 | 8.7913
distribution | 38.7377 | 8.1405 | 8.7907 | 8.1407 | 8.791
distribution | 27.5267 | 8.1335 | 8.7978 | 8.1337 | 8.7977
distribution | 27.5267 | 8.1333 | 8.798 | 8.1335 | 8.7978
distribution | 23.3934 | 8.1335 | 8.7981 | 8.1333 | 8.798
distribution | 46.0151 | 8.1464 | 8.8112 | 8.1467 | 8.8109
distribution | 46.0151 | 8.1467 | 8.8109 | 8.147 | 8.8106
distribution | 46.0151 | 8.147 | 8.8106 | 8.1472 | 8.8103
distribution | 46.0151 | 8.1472 | 8.8103 | 8.1475 | 8.81
distribution | 46.0151 | 8.1475 | 8.81 | 8.1478 | 8.8097
distribution | 46.0151 | 8.1478 | 8.8097 | 8.1481 | 8.8093
distribution | 46.0151 | 8.1481 | 8.8093 | 8.1484 | 8.809
distribution | 46.0151 | 8.1484 | 8.809 | 8.1486 | 8.8087
distribution | 27.7659 | 8.1486 | 8.8087 | 8.1485 | 8.8085
distribution | 28.8021 | 8.1533 | 8.8009 | 8.1535 | 8.801
distribution | 22.5242 | 8.1535 | 8.801 | 8.1537 | 8.8012
distribution | 28.2513 | 8.1457 | 8.7961 | 8.1459 | 8.7962
distribution | 28.8917 | 8.1463 | 8.7986 | 8.1465 | 8.7986
distribution | 19.9576 | 8.1461 | 8.7987 | 8.1463 | 8.7986
distribution | 40.1625 | 8.144 | 8.7976 | 8.1442 | 8.7973
distribution | 35.7522 | 8.1438 | 8.7974 | 8.144 | 8.7976
distribution | 41.9928 | 8.1514 | 8.7957 | 8.151 | 8.7957
distribution | 40.6032 | 8.151 | 8.7954 | 8.151 | 8.7957
distribution | 25.3722 | 8.151 | 8.7957 | 8.1508 | 8.7959
distribution | 38.7589 | 8.1514 | 8.8097 | 8.1515 | 8.8094
distribution | 38.7589 | 8.1512 | 8.8101 | 8.1514 | 8.8097
distribution | 41.8744 | 8.1515 | 8.8094 | 8.1512 | 8.8092
distribution | 41.8744 | 8.1512 | 8.8092 | 8.1509 | 8.8089
distribution | 33.0044 | 8.1468 | 8.795 | 8.1471 | 8.795
distribution | 32.1312 | 8.1471 | 8.795 | 8.1472 | 8.7953
distribution | 24.3047 | 8.1479 | 8.7952 | 8.1481 | 8.7953
distribution | 34.7261 | 8.1479 | 8.7949 | 8.1479 | 8.7952
distribution | 34.6488 | 8.1477 | 8.7953 | 8.1479 | 8.7952
distribution | 39.0255 | 8.1512 | 8.8002 | 8.1511 | 8.7999
distribution | 26.6514 | 8.1514 | 8.8003 | 8.1512 | 8.8002
distribution | 32.2258 | 8.1494 | 8.7989 | 8.1496 | 8.7987
distribution | 25.364 | 8.1467 | 8.8025 | 8.1469 | 8.8023
distribution | 29.4284 | 8.1469 | 8.8023 | 8.1467 | 8.8021
distribution | 38.472 | 8.1481 | 8.7997 | 8.1484 | 8.7996
distribution | 40.4042 | 8.148 | 8.8001 | 8.1481 | 8.7997
distribution | 39.8916 | 8.1477 | 8.7997 | 8.1481 | 8.7997
distribution | 35.0329 | 8.1425 | 8.8041 | 8.1428 | 8.8042
distribution | 27.4291 | 8.1428 | 8.8042 | 8.143 | 8.8042
distribution | 20.5244 | 8.1452 | 8.7929 | 8.1454 | 8.7928
distribution | 30.0578 | 8.1454 | 8.7926 | 8.1454 | 8.7928
distribution | 21.9926 | 8.1454 | 8.7928 | 8.1455 | 8.793
distribution | 27.2279 | 8.1486 | 8.7963 | 8.1485 | 8.7965
distribution | 23.0863 | 8.1488 | 8.7962 | 8.1486 | 8.7963
distribution | 26.0719 | 8.1353 | 8.7942 | 8.1352 | 8.794
distribution | 33.4018 | 8.1504 | 8.7953 | 8.1502 | 8.7956
distribution | 37.5583 | 8.1502 | 8.7956 | 8.1506 | 8.7955
distribution | 48.5763 | 8.1499 | 8.7954 | 8.1502 | 8.7956
distribution | 29.36 | 8.1419 | 8.8014 | 8.142 | 8.8011
distribution | 29.36 | 8.142 | 8.8011 | 8.1421 | 8.8009
distribution | 33.6307 | 8.1416 | 8.8012 | 8.1419 | 8.8014
distribution | 32.1133 | 8.1422 | 8.8014 | 8.1419 | 8.8014
distribution | 36.1106 | 8.1411 | 8.7995 | 8.1414 | 8.7995
distribution | 35.9586 | 8.1412 | 8.7998 | 8.1411 | 8.7995
distribution | 29.869 | 8.1474 | 8.7993 | 8.1473 | 8.7991
distribution | 25.2425 | 8.1473 | 8.7991 | 8.1471 | 8.799
distribution | 20.8184 | 8.1475 | 8.799 | 8.1473 | 8.7991
distribution | 26.437 | 8.1546 | 8.7997 | 8.1546 | 8.7999
distribution | 26.437 | 8.1546 | 8.7999 | 8.1547 | 8.8001
distribution | 41.5202 | 8.1528 | 8.8111 | 8.1525 | 8.8109
distribution | 41.5202 | 8.1525 | 8.8109 | 8.1522 | 8.8107
distribution | 41.5202 | 8.1522 | 8.8107 | 8.1519 | 8.8105
distribution | 41.5202 | 8.1519 | 8.8105 | 8.1515 | 8.8103
distribution | 41.5202 | 8.1515 | 8.8103 | 8.1512 | 8.8101
distribution | 26.3413 | 8.1477 | 8.7983 | 8.1476 | 8.7981
distribution | 29.9008 | 8.1476 | 8.7981 | 8.1473 | 8.7981
distribution | 33.0666 | 8.1475 | 8.7978 | 8.1476 | 8.7981
distribution | 46.9244 | 8.1442 | 8.8025 | 8.1445 | 8.8028
distribution | 47.0655 | 8.1445 | 8.8028 | 8.1449 | 8.803
distribution | 34.2848 | 8.1438 | 8.8003 | 8.1435 | 8.8002
distribution | 40.9452 | 8.1436 | 8.8049 | 8.1436 | 8.8046
distribution | 38.2355 | 8.1436 | 8.8046 | 8.1433 | 8.8044
distribution | 38.2355 | 8.1433 | 8.8044 | 8.143 | 8.8042
distribution | 32.8068 | 8.1406 | 8.7943 | 8.1408 | 8.794
distribution | 32.8068 | 8.1408 | 8.794 | 8.141 | 8.7938
distribution | 42.1563 | 8.1488 | 8.7953 | 8.1491 | 8.7956
distribution | 49.3003 | 8.1491 | 8.7956 | 8.1493 | 8.796
distribution | 40.4514 | 8.1427 | 8.7926 | 8.1428 | 8.7923
distribution | 16.7428 | 8.1425 | 8.7926 | 8.1427 | 8.7926
distribution | 31.915 | 8.1502 | 8.8017 | 8.15 | 8.8017
distribution | 33.6893 | 8.1505 | 8.8016 | 8.1502 | 8.8017
distribution | 26.1255 | 8.1525 | 8.8045 | 8.1523 | 8.8044
distribution | 26.1255 | 8.1523 | 8.8044 | 8.1521 | 8.8042
distribution | 33.7222 | 8.1527 | 8.8043 | 8.1525 | 8.8045
distribution | 33.7222 | 8.1529 | 8.8041 | 8.1527 | 8.8043
distribution | 23.9317 | 8.1428 | 8.7908 | 8.1426 | 8.7907
distribution | 20.5252 | 8.1429 | 8.791 | 8.1428 | 8.7908
distribution | 43.6589 | 8.1504 | 8.8089 | 8.1508 | 8.8088
distribution | 43.6589 | 8.1501 | 8.8091 | 8.1504 | 8.8089
distribution | 25.4286 | 8.1508 | 8.8088 | 8.1507 | 8.8086
distribution | 25.4286 | 8.1507 | 8.8086 | 8.1506 | 8.8084
distribution | 21.7599 | 8.1509 | 8.8089 | 8.1508 | 8.8088
distribution | 28.4989 | 8.1455 | 8.7938 | 8.1455 | 8.7936
distribution | 20.7647 | 8.1454 | 8.794 | 8.1455 | 8.7938
distribution | 23.6175 | 8.147 | 8.8017 | 8.1469 | 8.8015
distribution | 20.9918 | 8.1471 | 8.8014 | 8.1469 | 8.8015
distribution | 18.0052 | 8.1469 | 8.8015 | 8.1468 | 8.8016
distribution | 30.5953 | 8.1488 | 8.7974 | 8.1487 | 8.7972
distribution | 25.8163 | 8.1489 | 8.7971 | 8.1487 | 8.7972
distribution | 31.4525 | 8.1487 | 8.7972 | 8.1484 | 8.797
distribution | 31.0771 | 8.1461 | 8.8006 | 8.1464 | 8.8006
distribution | 37.5359 | 8.1464 | 8.8006 | 8.1465 | 8.8009
distribution | 39.3438 | 8.1463 | 8.8002 | 8.1464 | 8.8006
distribution | 31.624 | 8.1457 | 8.8056 | 8.1459 | 8.8054
distribution | 31.624 | 8.1455 | 8.8058 | 8.1457 | 8.8056
distribution | 25.1139 | 8.1459 | 8.8054 | 8.1459 | 8.8052
distribution | 22.6106 | 8.1461 | 8.8054 | 8.1459 | 8.8054
distribution | 23.5283 | 8.149 | 8.8025 | 8.1491 | 8.8023
distribution | 44.947 | 8.1482 | 8.8068 | 8.1483 | 8.8064
distribution | 27.7568 | 8.1499 | 8.7978 | 8.1497 | 8.7977
distribution | 26.6051 | 8.1498 | 8.798 | 8.1499 | 8.7978
distribution | 22.4356 | 8.1501 | 8.7979 | 8.1499 | 8.7978
distribution | 47.8319 | 8.1494 | 8.8038 | 8.1498 | 8.8039
distribution | 47.8319 | 8.149 | 8.8037 | 8.1494 | 8.8038
distribution | 27.277 | 8.1498 | 8.8039 | 8.15 | 8.8041
distribution | 27.277 | 8.15 | 8.8041 | 8.1502 | 8.8043
distribution | 25.0013 | 8.1545 | 8.8017 | 8.1545 | 8.8015
distribution | 25.0013 | 8.1545 | 8.8019 | 8.1545 | 8.8017
distribution | 30.2126 | 8.1548 | 8.8015 | 8.1545 | 8.8015
distribution | 17.7477 | 8.1466 | 8.797 | 8.1467 | 8.7971
distribution | 16.6993 | 8.1467 | 8.7971 | 8.1469 | 8.797
distribution | 29.4986 | 8.1523 | 8.7941 | 8.1521 | 8.7942
distribution | 43.8433 | 8.1521 | 8.7942 | 8.1518 | 8.7945
distribution | 43.8433 | 8.1518 | 8.7945 | 8.1516 | 8.7948
distribution | 43.8433 | 8.1516 | 8.7948 | 8.1513 | 8.7951
distribution | 43.8433 | 8.1513 | 8.7951 | 8.151 | 8.7954
distribution | 28.3426 | 8.1417 | 8.7927 | 8.142 | 8.7927
distribution | 34.1452 | 8.142 | 8.7927 | 8.1422 | 8.7926
distribution | 40.3425 | 8.1517 | 8.8054 | 8.1514 | 8.8052
distribution | 40.3425 | 8.1519 | 8.8057 | 8.1517 | 8.8054
distribution | 33.1251 | 8.1514 | 8.8052 | 8.1511 | 8.8051
distribution | 21.085 | 8.148 | 8.7945 | 8.1482 | 8.7944
distribution | 26.3563 | 8.1469 | 8.7962 | 8.1467 | 8.7963
distribution | 34.4603 | 8.1425 | 8.7961 | 8.1428 | 8.796
distribution | 21.9456 | 8.1428 | 8.796 | 8.1427 | 8.7958
distribution | 26.9201 | 8.1456 | 8.8032 | 8.1459 | 8.8032
distribution | 44.3892 | 8.1453 | 8.8034 | 8.1456 | 8.8032
distribution | 35.8644 | 8.1444 | 8.7986 | 8.1446 | 8.7988
distribution | 38.9039 | 8.1443 | 8.799 | 8.1446 | 8.7988
distribution | 35.6032 | 8.1446 | 8.7988 | 8.1449 | 8.7989
distribution | 38.6524 | 8.1436 | 8.8021 | 8.1437 | 8.8024
distribution | 40.845 | 8.1437 | 8.8024 | 8.144 | 8.8026
distribution | 33.9077 | 8.1506 | 8.7969 | 8.1508 | 8.7967
distribution | 17.9437 | 8.1509 | 8.7968 | 8.1508 | 8.7967
distribution | 38.9168 | 8.1508 | 8.7967 | 8.1509 | 8.7964
distribution | 37.39 | 8.1518 | 8.8031 | 8.1516 | 8.8034
distribution | 37.39 | 8.1516 | 8.8034 | 8.1514 | 8.8036
distribution | 26.848 | 8.152 | 8.8029 | 8.1518 | 8.8031
distribution | 47.765 | 8.1562 | 8.801 | 8.1558 | 8.8011
distribution | 47.765 | 8.1558 | 8.8011 | 8.1554 | 8.8012
distribution | 47.765 | 8.1554 | 8.8012 | 8.1549 | 8.8013
distribution | 25.9592 | 8.1472 | 8.7966 | 8.1474 | 8.7964
distribution | 25.84 | 8.1415 | 8.795 | 8.1415 | 8.7947
distribution | 25.84 | 8.1415 | 8.7952 | 8.1415 | 8.795
distribution | 45.3731 | 8.1415 | 8.7947 | 8.1419 | 8.7948
distribution | 42.4748 | 8.1396 | 8.7963 | 8.14 | 8.7963
distribution | 42.4748 | 8.14 | 8.7963 | 8.1404 | 8.7963
distribution | 42.4748 | 8.1404 | 8.7963 | 8.1408 | 8.7964
distribution | 42.4748 | 8.1408 | 8.7964 | 8.1411 | 8.7964
distribution | 29.3345 | 8.1441 | 8.7964 | 8.1441 | 8.7961
distribution | 33.9509 | 8.1441 | 8.7961 | 8.1444 | 8.7961
distribution | 46.0288 | 8.1483 | 8.8025 | 8.1482 | 8.8021
distribution | 41.1472 | 8.1482 | 8.8021 | 8.1481 | 8.8018
distribution | 30.6329 | 8.1418 | 8.7994 | 8.142 | 8.7994
distribution | 27.5386 | 8.142 | 8.7997 | 8.142 | 8.7994
distribution | 25.5562 | 8.142 | 8.7994 | 8.1422 | 8.7993
distribution | 36.2065 | 8.1528 | 8.7965 | 8.1531 | 8.7965
distribution | 36.2065 | 8.1524 | 8.7965 | 8.1528 | 8.7965
distribution | 29.1087 | 8.1531 | 8.7965 | 8.1531 | 8.7968
distribution | 29.1087 | 8.1531 | 8.7968 | 8.1532 | 8.7971
distribution | 27.9797 | 8.1481 | 8.7976 | 8.148 | 8.7974
distribution | 18.5068 | 8.1483 | 8.7977 | 8.1481 | 8.7976
distribution | 31.8209 | 8.1504 | 8.8034 | 8.1505 | 8.8037
distribution | 31.8209 | 8.1502 | 8.8032 | 8.1504 | 8.8034
distribution | 36.6652 | 8.1505 | 8.8037 | 8.1508 | 8.8039
distribution | 37.1616 | 8.1429 | 8.8007 | 8.1427 | 8.8005
distribution | 24.9123 | 8.1444 | 8.795 | 8.1442 | 8.7949
distribution | 22.3354 | 8.1446 | 8.795 | 8.1444 | 8.795
distribution | 25.1484 | 8.147 | 8.8069 | 8.1472 | 8.8068
distribution | 25.1484 | 8.1472 | 8.8068 | 8.1474 | 8.8066
distribution | 29.4536 | 8.1469 | 8.8071 | 8.147 | 8.8069
distribution | 42.5819 | 8.148 | 8.805 | 8.1476 | 8.8052
distribution | 32.2394 | 8.1449 | 8.7977 | 8.1452 | 8.7979
distribution | 32.0368 | 8.1448 | 8.798 | 8.1449 | 8.7977
distribution | 22.0004 | 8.1468 | 8.799 | 8.1468 | 8.7988
distribution | 23.6874 | 8.1468 | 8.7988 | 8.1468 | 8.7986
distribution | 28.7596 | 8.1465 | 8.7986 | 8.1468 | 8.7988
distribution | 39.8124 | 8.1434 | 8.7924 | 8.1437 | 8.7924
distribution | 26.2222 | 8.1437 | 8.7924 | 8.1439 | 8.7925
distribution | 19.2496 | 8.1463 | 8.7977 | 8.1463 | 8.7979
distribution | 22.5342 | 8.1464 | 8.7976 | 8.1463 | 8.7977
distribution | 30.8842 | 8.1434 | 8.7955 | 8.1434 | 8.7957
distribution | 20.1354 | 8.1434 | 8.7957 | 8.1432 | 8.7958
distribution | 30.9277 | 8.1467 | 8.7934 | 8.147 | 8.7936
distribution | 25.3204 | 8.147 | 8.7936 | 8.1469 | 8.7938
distribution | 32.6191 | 8.1473 | 8.7936 | 8.147 | 8.7936
distribution | 28.0816 | 8.1453 | 8.7965 | 8.1453 | 8.7963
distribution | 17.3131 | 8.1453 | 8.7963 | 8.1451 | 8.7963
distribution | 40.4354 | 8.1483 | 8.8064 | 8.1481 | 8.806
distribution | 27.4704 | 8.1481 | 8.806 | 8.1481 | 8.8058
distribution | 23.5845 | 8.147 | 8.7942 | 8.1471 | 8.7944
distribution | 16.4344 | 8.1468 | 8.7942 | 8.147 | 8.7942
distribution | 29.6605 | 8.1487 | 8.7987 | 8.1486 | 8.7985
distribution | 45.6168 | 8.1447 | 8.8013 | 8.1448 | 8.8009
distribution | 25.1969 | 8.1448 | 8.8009 | 8.145 | 8.8008
distribution | 25.1969 | 8.145 | 8.8008 | 8.1452 | 8.8007
distribution | 31.3999 | 8.1461 | 8.7935 | 8.1464 | 8.7934
distribution | 14.8969 | 8.1464 | 8.7934 | 8.1465 | 8.7935
distribution | 31.0063 | 8.1521 | 8.8062 | 8.152 | 8.806
distribution | 31.0063 | 8.152 | 8.806 | 8.1519 | 8.8057
distribution | 35.0606 | 8.1522 | 8.8065 | 8.1521 | 8.8062
distribution | 20.2756 | 8.1455 | 8.7986 | 8.1455 | 8.7988
distribution | 31.7277 | 8.1532 | 8.7971 | 8.1529 | 8.7972
distribution | 26.3744 | 8.1508 | 8.8022 | 8.1506 | 8.8023
distribution | 26.3744 | 8.1506 | 8.8023 | 8.1505 | 8.8025
distribution | 35.0326 | 8.1448 | 8.8043 | 8.1448 | 8.8046
distribution | 35.4287 | 8.1445 | 8.8044 | 8.1448 | 8.8043
distribution | 36.7917 | 8.1513 | 8.7989 | 8.1511 | 8.7991
distribution | 36.7917 | 8.1511 | 8.7991 | 8.1508 | 8.7992
distribution | 40.7681 | 8.1529 | 8.8012 | 8.1526 | 8.801
distribution | 31.3269 | 8.1531 | 8.8015 | 8.1529 | 8.8012
distribution | 28.5882 | 8.1439 | 8.7933 | 8.1442 | 8.7932
distribution | 38.2012 | 8.1443 | 8.7929 | 8.1442 | 8.7932
distribution | 22.9816 | 8.1442 | 8.7932 | 8.1442 | 8.7934
distribution | 41.1842 | 8.1434 | 8.7982 | 8.1437 | 8.7984
distribution | 39.0333 | 8.1431 | 8.798 | 8.1434 | 8.7982
distribution | 35.091 | 8.1453 | 8.7997 | 8.1456 | 8.7996
distribution | 20.9378 | 8.1451 | 8.7997 | 8.1453 | 8.7997
distribution | 33.058 | 8.1439 | 8.812 | 8.1441 | 8.8118
distribution | 38.2047 | 8.151 | 8.8103 | 8.1512 | 8.8101
distribution | 23.8692 | 8.1516 | 8.7964 | 8.1515 | 8.7962
distribution | 26.2777 | 8.1516 | 8.7966 | 8.1516 | 8.7964
distribution | 22.5094 | 8.1474 | 8.7964 | 8.1474 | 8.7962
distribution | 26.1538 | 8.1502 | 8.7967 | 8.1502 | 8.7965
distribution | 25.5034 | 8.1502 | 8.7965 | 8.1501 | 8.7963
distribution | 38.8907 | 8.1415 | 8.7964 | 8.1418 | 8.7965
distribution | 38.8907 | 8.1411 | 8.7964 | 8.1415 | 8.7964
distribution | 29.2644 | 8.1418 | 8.7965 | 8.1418 | 8.7967
distribution | 32.5798 | 8.1526 | 8.799 | 8.1524 | 8.7993
distribution | 29.1065 | 8.1528 | 8.7989 | 8.1526 | 8.799
distribution | 25.5957 | 8.1505 | 8.8 | 8.1502 | 8.8001
distribution | 26.408 | 8.1502 | 8.8001 | 8.15 | 8.8002
distribution | 25.7979 | 8.1454 | 8.8027 | 8.1452 | 8.8025
distribution | 25.7979 | 8.1452 | 8.8025 | 8.145 | 8.8024
distribution | 29.3326 | 8.1497 | 8.805 | 8.1495 | 8.8052
distribution | 30.9637 | 8.1499 | 8.8051 | 8.1497 | 8.805
distribution | 20.5147 | 8.1445 | 8.7967 | 8.1444 | 8.7968
distribution | 33.7967 | 8.1444 | 8.7968 | 8.1442 | 8.7966
distribution | 45.0126 | 8.1487 | 8.8053 | 8.1485 | 8.8049
distribution | 24.2404 | 8.1485 | 8.8049 | 8.1484 | 8.8048
distribution | 19.9386 | 8.1479 | 8.7962 | 8.1479 | 8.7963
distribution | 21.3715 | 8.148 | 8.7965 | 8.1479 | 8.7963
distribution | 18.3848 | 8.1479 | 8.7963 | 8.1477 | 8.7964
distribution | 42.3553 | 8.147 | 8.8036 | 8.1468 | 8.8032
distribution | 34.1076 | 8.147 | 8.8039 | 8.147 | 8.8036
distribution | 32.4573 | 8.1473 | 8.8035 | 8.147 | 8.8036
distribution | 26.6314 | 8.1485 | 8.7965 | 8.1484 | 8.7967
distribution | 27.0704 | 8.1484 | 8.7967 | 8.1481 | 8.7969
distribution | 27.6426 | 8.141 | 8.7911 | 8.1412 | 8.7909
distribution | 27.6426 | 8.1409 | 8.7913 | 8.141 | 8.7911
distribution | 25.051 | 8.1412 | 8.7909 | 8.1413 | 8.791
distribution | 24.2653 | 8.1495 | 8.8052 | 8.1493 | 8.8053
distribution | 26.1703 | 8.1493 | 8.8051 | 8.1493 | 8.8053
distribution | 22.6139 | 8.1493 | 8.8053 | 8.1491 | 8.8054
distribution | 24.3619 | 8.1456 | 8.7923 | 8.1454 | 8.7922
distribution | 34.7388 | 8.146 | 8.7966 | 8.1462 | 8.7964
distribution | 24.4532 | 8.1442 | 8.7925 | 8.1444 | 8.7926
distribution | 31.9286 | 8.151 | 8.7996 | 8.1511 | 8.7999
distribution | 22.531 | 8.1509 | 8.7995 | 8.151 | 8.7996
distribution | 48.0624 | 8.1448 | 8.8023 | 8.1444 | 8.8022
distribution | 24.3343 | 8.145 | 8.8024 | 8.1448 | 8.8023
distribution | 25.2768 | 8.1422 | 8.7945 | 8.1424 | 8.7946
distribution | 25.2768 | 8.142 | 8.7944 | 8.1422 | 8.7945
distribution | 38.1918 | 8.1424 | 8.7946 | 8.1427 | 8.7945
distribution | 33.1918 | 8.1464 | 8.7954 | 8.1467 | 8.7955
distribution | 40.1106 | 8.1467 | 8.7955 | 8.1466 | 8.7958
distribution | 30.7367 | 8.1508 | 8.807 | 8.1506 | 8.807
distribution | 30.7367 | 8.1511 | 8.8069 | 8.1508 | 8.807
distribution | 42.8802 | 8.1506 | 8.807 | 8.1502 | 8.8068
distribution | 27.8042 | 8.1421 | 8.7919 | 8.1423 | 8.7919
distribution | 27.8042 | 8.1423 | 8.7919 | 8.1426 | 8.7919
distribution | 26.7042 | 8.1498 | 8.7961 | 8.1496 | 8.7961
distribution | 28.9526 | 8.15 | 8.7959 | 8.1498 | 8.7961
distribution | 33.628 | 8.1461 | 8.8026 | 8.1464 | 8.8025
distribution | 25.9376 | 8.146 | 8.8028 | 8.1461 | 8.8026
distribution | 25.9376 | 8.1459 | 8.803 | 8.146 | 8.8028
distribution | 39.7904 | 8.1432 | 8.7969 | 8.143 | 8.7967
distribution | 25.8315 | 8.1434 | 8.7968 | 8.1432 | 8.7969
distribution | 28.0299 | 8.1469 | 8.8047 | 8.1467 | 8.8045
distribution | 28.0299 | 8.1467 | 8.8045 | 8.1466 | 8.8043
distribution | 35.3791 | 8.1472 | 8.8047 | 8.1469 | 8.8047
distribution | 27.0507 | 8.1539 | 8.8008 | 8.1541 | 8.8007
distribution | 25.9825 | 8.1539 | 8.8011 | 8.1539 | 8.8008
distribution | 34.2622 | 8.1489 | 8.7968 | 8.1492 | 8.7966
distribution | 23.4989 | 8.1409 | 8.798 | 8.1411 | 8.7978
distribution | 35.0568 | 8.1411 | 8.7978 | 8.1412 | 8.7975
distribution | 37.3674 | 8.1456 | 8.7996 | 8.146 | 8.7997
distribution | 31.2341 | 8.146 | 8.7997 | 8.1458 | 8.8
distribution | 26.3546 | 8.1446 | 8.7944 | 8.1448 | 8.7944
distribution | 32.3173 | 8.1448 | 8.7944 | 8.145 | 8.7942
distribution | 30.6895 | 8.1433 | 8.7922 | 8.1434 | 8.7924
distribution | 34.223 | 8.1433 | 8.7927 | 8.1434 | 8.7924
distribution | 36.9997 | 8.1469 | 8.8005 | 8.147 | 8.8007
distribution | 42.178 | 8.1343 | 8.7943 | 8.1344 | 8.794
distribution | 42.178 | 8.1341 | 8.7946 | 8.1343 | 8.7943
distribution | 42.178 | 8.1339 | 8.795 | 8.1341 | 8.7946
distribution | 42.178 | 8.1338 | 8.7953 | 8.1339 | 8.795
distribution | 42.178 | 8.1336 | 8.7957 | 8.1338 | 8.7953
distribution | 42.178 | 8.1334 | 8.796 | 8.1336 | 8.7957
distribution | 47.5102 | 8.1344 | 8.794 | 8.1349 | 8.7938
distribution | 29.1451 | 8.1493 | 8.7979 | 8.1492 | 8.7976
distribution | 19.9848 | 8.1493 | 8.7975 | 8.1492 | 8.7976
distribution | 42.2122 | 8.1512 | 8.8013 | 8.1515 | 8.8015
distribution | 42.2122 | 8.1515 | 8.8015 | 8.1518 | 8.8018
distribution | 31.4464 | 8.1476 | 8.8014 | 8.1476 | 8.8011
distribution | 44.0952 | 8.1476 | 8.8011 | 8.1478 | 8.8007
distribution | 36.4836 | 8.1429 | 8.795 | 8.1432 | 8.7949
distribution | 34.8991 | 8.1428 | 8.7953 | 8.1429 | 8.795
distribution | 37.345 | 8.1494 | 8.8067 | 8.1497 | 8.8066
distribution | 24.1498 | 8.1492 | 8.8067 | 8.1494 | 8.8067
distribution | 20.1446 | 8.1473 | 8.7934 | 8.1473 | 8.7936
distribution | 49.3876 | 8.1446 | 8.8 | 8.1449 | 8.7997
distribution | 33.4068 | 8.1447 | 8.7994 | 8.1449 | 8.7997
distribution | 31.7791 | 8.1449 | 8.7997 | 8.1451 | 8.7997
distribution | 41.9849 | 8.1472 | 8.8064 | 8.147 | 8.8061
distribution | 32.5136 | 8.1474 | 8.8066 | 8.1472 | 8.8064
distribution | 36.9879 | 8.1489 | 8.808 | 8.1492 | 8.8078
distribution | 35.7332 | 8.1487 | 8.8082 | 8.1489 | 8.808
distribution | 35.7332 | 8.1485 | 8.8085 | 8.1487 | 8.8082
distribution | 33.4068 | 8.1519 | 8.7982 | 8.1522 | 8.7982
distribution | 33.4068 | 8.1522 | 8.7982 | 8.1525 | 8.7981
distribution | 33.4068 | 8.1525 | 8.7981 | 8.1528 | 8.7981
distribution | 21.5812 | 8.1482 | 8.797 | 8.1481 | 8.7969
distribution | 20.2812 | 8.1484 | 8.797 | 8.1482 | 8.797
distribution | 29.6239 | 8.148 | 8.7972 | 8.1482 | 8.797
distribution | 23.674 | 8.145 | 8.7926 | 8.1451 | 8.7928
distribution | 23.9006 | 8.1448 | 8.7925 | 8.145 | 8.7926
distribution | 31.8748 | 8.1471 | 8.7976 | 8.1473 | 8.7978
distribution | 23.8203 | 8.1472 | 8.7974 | 8.1471 | 8.7976
distribution | 49.8122 | 8.1481 | 8.8005 | 8.148 | 8.8001
distribution | 44.7525 | 8.1478 | 8.8007 | 8.1481 | 8.8005
distribution | 17.5676 | 8.1448 | 8.7956 | 8.1448 | 8.7955
distribution | 31.4389 | 8.1473 | 8.7942 | 8.1476 | 8.7944
distribution | 30.0539 | 8.1471 | 8.7944 | 8.1473 | 8.7942
distribution | 12.81 | 8.1473 | 8.8059 | 8.1473 | 8.8058
distribution | 46.8676 | 8.1421 | 8.8009 | 8.1418 | 8.8005
distribution | 26.5743 | 8.1418 | 8.8005 | 8.142 | 8.8005
distribution | 26.5743 | 8.142 | 8.8005 | 8.1423 | 8.8004
distribution | 22.4889 | 8.1461 | 8.8042 | 8.1463 | 8.8043
distribution | 27.7071 | 8.1498 | 8.8029 | 8.15 | 8.8031
distribution | 27.7071 | 8.15 | 8.8031 | 8.1502 | 8.8032
distribution | 29.8942 | 8.1462 | 8.8012 | 8.1461 | 8.8014
distribution | 29.1319 | 8.1456 | 8.7955 | 8.1457 | 8.7952
distribution | 36.4445 | 8.1475 | 8.7974 | 8.1472 | 8.7972
distribution | 23.2661 | 8.1477 | 8.7972 | 8.1475 | 8.7974
distribution | 25.6635 | 8.1458 | 8.8049 | 8.1458 | 8.8047
distribution | 25.6635 | 8.1459 | 8.8052 | 8.1458 | 8.8049
distribution | 38.5382 | 8.1502 | 8.8094 | 8.1501 | 8.8091
distribution | 31.5644 | 8.1498 | 8.8091 | 8.1501 | 8.8091
distribution | 30.4064 | 8.1508 | 8.7992 | 8.1509 | 8.7995
distribution | 35.3697 | 8.1453 | 8.7954 | 8.145 | 8.7952
distribution | 33.1592 | 8.1455 | 8.7936 | 8.1452 | 8.7935
distribution | 30.4284 | 8.1479 | 8.7984 | 8.1477 | 8.7983
distribution | 19.0858 | 8.1438 | 8.7964 | 8.1438 | 8.7966
distribution | 18.8667 | 8.1437 | 8.7963 | 8.1438 | 8.7964
distribution | 28.5714 | 8.1521 | 8.8042 | 8.1519 | 8.8044
distribution | 36.2875 | 8.1434 | 8.7938 | 8.1437 | 8.7935
distribution | 30.8125 | 8.1437 | 8.7935 | 8.1437 | 8.7932
distribution | 18.4283 | 8.1469 | 8.793 | 8.1468 | 8.7931
distribution | 40.4799 | 8.1423 | 8.8044 | 8.1425 | 8.8041
distribution | 35.3304 | 8.143 | 8.7967 | 8.1429 | 8.7964
distribution | 23.0558 | 8.1427 | 8.7963 | 8.1429 | 8.7964
distribution | 19.7228 | 8.1429 | 8.7964 | 8.1431 | 8.7964
distribution | 25.0713 | 8.1488 | 8.8061 | 8.1487 | 8.8062
distribution | 25.0713 | 8.149 | 8.8059 | 8.1488 | 8.8061
distribution | 27.0806 | 8.1487 | 8.8062 | 8.1485 | 8.8063
distribution | 41.055 | 8.1416 | 8.7956 | 8.1415 | 8.7952
distribution | 24.798 | 8.1511 | 8.7972 | 8.1512 | 8.797
distribution | 35.6364 | 8.1486 | 8.7991 | 8.1483 | 8.7994
distribution | 18.7156 | 8.1479 | 8.7937 | 8.1479 | 8.7938
distribution | 30.1232 | 8.1438 | 8.7955 | 8.144 | 8.7954
distribution | 29.9629 | 8.1492 | 8.797 | 8.149 | 8.7972
distribution | 35.5722 | 8.146 | 8.7929 | 8.1463 | 8.793
distribution | 21.033 | 8.1463 | 8.793 | 8.1465 | 8.793
distribution | 25.319 | 8.1482 | 8.7956 | 8.1481 | 8.7958
distribution | 19.4869 | 8.1481 | 8.7958 | 8.1481 | 8.7959
distribution | 21.7936 | 8.149 | 8.7961 | 8.1488 | 8.7962
distribution | 30.5863 | 8.1491 | 8.7963 | 8.149 | 8.7961
distribution | 39.1371 | 8.141 | 8.7938 | 8.1413 | 8.7939
distribution | 36.5431 | 8.1413 | 8.7939 | 8.1414 | 8.7936
distribution | 18.7375 | 8.1536 | 8.8002 | 8.1535 | 8.8001
distribution | 13.3794 | 8.1537 | 8.8003 | 8.1536 | 8.8002
distribution | 38.5663 | 8.1476 | 8.8026 | 8.1473 | 8.8025
distribution | 27.776 | 8.15 | 8.7995 | 8.1498 | 8.7997
distribution | 27.776 | 8.1501 | 8.7993 | 8.15 | 8.7995
distribution | 49.3063 | 8.1498 | 8.7997 | 8.1495 | 8.7994
distribution | 25.8101 | 8.1499 | 8.7999 | 8.1498 | 8.7997
distribution | 25.8101 | 8.15 | 8.8002 | 8.1499 | 8.7999
distribution | 27.3412 | 8.1431 | 8.8018 | 8.1432 | 8.802
distribution | 27.3412 | 8.1432 | 8.802 | 8.1434 | 8.8021
distribution | 35.5585 | 8.1494 | 8.8021 | 8.1497 | 8.8019
distribution | 35.5585 | 8.1497 | 8.8019 | 8.15 | 8.8017
distribution | 20.3376 | 8.1496 | 8.8022 | 8.1494 | 8.8021
distribution | 24.3495 | 8.1493 | 8.8022 | 8.1494 | 8.8021
distribution | 33.5362 | 8.1444 | 8.7977 | 8.1445 | 8.7974
distribution | 41.5248 | 8.1442 | 8.7973 | 8.1445 | 8.7974
distribution | 38.9824 | 8.1445 | 8.7974 | 8.1448 | 8.7973
distribution | 37.5797 | 8.1413 | 8.7918 | 8.1411 | 8.7915
distribution | 37.5797 | 8.1411 | 8.7915 | 8.1409 | 8.7913
distribution | 32.9461 | 8.1496 | 8.7978 | 8.1493 | 8.7979
distribution | 20.8492 | 8.1497 | 8.7977 | 8.1496 | 8.7978
distribution | 31.2904 | 8.1508 | 8.8082 | 8.1506 | 8.8084
distribution | 49.4225 | 8.1354 | 8.793 | 8.1359 | 8.7931
distribution | 49.4225 | 8.1359 | 8.7931 | 8.1363 | 8.7932
distribution | 49.4225 | 8.1363 | 8.7932 | 8.1367 | 8.7933
distribution | 49.4225 | 8.1367 | 8.7933 | 8.1372 | 8.7934
distribution | 30.1026 | 8.1353 | 8.7933 | 8.1354 | 8.793
distribution | 30.151 | 8.1504 | 8.8043 | 8.1502 | 8.8043
distribution | 49.6923 | 8.1502 | 8.8043 | 8.15 | 8.8047
distribution | 29.2397 | 8.1534 | 8.8019 | 8.1536 | 8.8019
distribution | 29.2397 | 8.1531 | 8.802 | 8.1534 | 8.8019
distribution | 45.5173 | 8.1536 | 8.8019 | 8.1539 | 8.8015
distribution | 27.7624 | 8.1412 | 8.8003 | 8.1412 | 8.8
distribution | 27.7624 | 8.1412 | 8.8 | 8.1412 | 8.7998
distribution | 23.5457 | 8.1478 | 8.804 | 8.148 | 8.804
distribution | 31.6191 | 8.1434 | 8.7919 | 8.1433 | 8.7922
distribution | 26.5136 | 8.1491 | 8.8007 | 8.1492 | 8.8009
distribution | 26.5136 | 8.1492 | 8.8009 | 8.1493 | 8.8011
distribution | 38.9869 | 8.1443 | 8.8002 | 8.1446 | 8.8
distribution | 23.7121 | 8.1474 | 8.8007 | 8.1476 | 8.8007
distribution | 22.989 | 8.1476 | 8.8007 | 8.1478 | 8.8007
distribution | 20.6912 | 8.1465 | 8.7968 | 8.1464 | 8.797
distribution | 32.2088 | 8.1464 | 8.7938 | 8.1465 | 8.7935
distribution | 29.6586 | 8.1455 | 8.8036 | 8.1453 | 8.8034
distribution | 34.3532 | 8.1471 | 8.7997 | 8.1469 | 8.8
distribution | 36.1274 | 8.1473 | 8.7987 | 8.147 | 8.7987
distribution | 35.2413 | 8.1461 | 8.7945 | 8.1463 | 8.7947
distribution | 35.2413 | 8.1463 | 8.7947 | 8.1466 | 8.7949
distribution | 43.3625 | 8.1504 | 8.8055 | 8.1503 | 8.8051
distribution | 47.2099 | 8.143 | 8.8029 | 8.1432 | 8.8025
distribution | 47.2099 | 8.1432 | 8.8025 | 8.1434 | 8.8021
distribution | 35.0392 | 8.143 | 8.8032 | 8.143 | 8.8029
distribution | 35.0392 | 8.143 | 8.8035 | 8.143 | 8.8032
distribution | 28.3165 | 8.1449 | 8.793 | 8.1447 | 8.7932
distribution | 38.7054 | 8.1483 | 8.8046 | 8.1481 | 8.8043
distribution | 24.9077 | 8.1484 | 8.8048 | 8.1483 | 8.8046
distribution | 40.3704 | 8.1407 | 8.7935 | 8.141 | 8.7938
distribution | 27.8552 | 8.1474 | 8.7962 | 8.1477 | 8.7962
distribution | 11.3567 | 8.1477 | 8.7962 | 8.1477 | 8.7961
distribution | 40.5392 | 8.1476 | 8.8 | 8.1477 | 8.7997
distribution | 35.3323 | 8.1427 | 8.7958 | 8.1428 | 8.7955
distribution | 20.3413 | 8.1428 | 8.7955 | 8.1428 | 8.7953
distribution | 26.6345 | 8.1537 | 8.7932 | 8.1535 | 8.7932
distribution | 26.6345 | 8.154 | 8.7931 | 8.1537 | 8.7932
distribution | 17.617 | 8.1442 | 8.7949 | 8.1442 | 8.7948
distribution | 23.7919 | 8.144 | 8.795 | 8.1442 | 8.7949
distribution | 25.5916 | 8.149 | 8.8052 | 8.1487 | 8.8053
distribution | 23.4111 | 8.1491 | 8.8054 | 8.149 | 8.8052
distribution | 30.0535 | 8.1485 | 8.7948 | 8.1482 | 8.7947
distribution | 19.9308 | 8.1496 | 8.7983 | 8.1495 | 8.7984
distribution | 26.9443 | 8.15 | 8.7988 | 8.1498 | 8.7989
distribution | 28.3964 | 8.1465 | 8.7984 | 8.1465 | 8.7986
distribution | 27.496 | 8.1466 | 8.7982 | 8.1465 | 8.7984
distribution | 33.3202 | 8.1469 | 8.8029 | 8.1467 | 8.803
distribution | 40.2901 | 8.1473 | 8.8028 | 8.1469 | 8.8029
distribution | 28.3062 | 8.1445 | 8.7965 | 8.1445 | 8.7967
distribution | 26.3324 | 8.1447 | 8.7916 | 8.1449 | 8.7916
distribution | 26.3324 | 8.1449 | 8.7916 | 8.1452 | 8.7916
distribution | 31.9204 | 8.1485 | 8.8011 | 8.1487 | 8.8012
distribution | 31.9204 | 8.1487 | 8.8012 | 8.1489 | 8.8014
distribution | 48.9634 | 8.1493 | 8.8011 | 8.1489 | 8.8014
distribution | 37.1004 | 8.1493 | 8.8058 | 8.149 | 8.8059
distribution | 36.8369 | 8.1506 | 8.7955 | 8.1505 | 8.7959
distribution | 27.6421 | 8.1505 | 8.7959 | 8.1508 | 8.7959
distribution | 14.7488 | 8.1465 | 8.7974 | 8.1464 | 8.7974
distribution | 36.4827 | 8.154 | 8.7997 | 8.1537 | 8.7997
distribution | 32.7419 | 8.1537 | 8.7997 | 8.1534 | 8.7996
distribution | 39.3899 | 8.1535 | 8.8001 | 8.1537 | 8.7997
distribution | 21.0585 | 8.1459 | 8.7931 | 8.146 | 8.7929
distribution | 26.7107 | 8.1416 | 8.7997 | 8.1418 | 8.7999
distribution | 29.6262 | 8.1426 | 8.7907 | 8.1424 | 8.7905
distribution | 25.5838 | 8.1454 | 8.7922 | 8.1452 | 8.7923
distribution | 30.0751 | 8.1333 | 8.7963 | 8.1334 | 8.796
distribution | 22.9409 | 8.1505 | 8.8025 | 8.1506 | 8.8027
distribution | 43.4718 | 8.1444 | 8.8022 | 8.1442 | 8.8025
distribution | 32.2782 | 8.144 | 8.8026 | 8.1442 | 8.8025
distribution | 40.4157 | 8.1334 | 8.7975 | 8.1331 | 8.7973
distribution | 40.4157 | 8.1337 | 8.7977 | 8.1334 | 8.7975
distribution | 26.0343 | 8.1466 | 8.7961 | 8.1467 | 8.7963
distribution | 26.2959 | 8.1466 | 8.7958 | 8.1466 | 8.7961
distribution | 21.2863 | 8.1461 | 8.7979 | 8.1463 | 8.7979
distribution | 33.0357 | 8.1476 | 8.7951 | 8.1477 | 8.7953
distribution | 41.8139 | 8.1466 | 8.8043 | 8.1469 | 8.8041
distribution | 28.4491 | 8.1469 | 8.8041 | 8.147 | 8.8039
distribution | 26.569 | 8.1442 | 8.7985 | 8.1444 | 8.7986
distribution | 26.569 | 8.1439 | 8.7985 | 8.1442 | 8.7985
distribution | 27.9948 | 8.1437 | 8.7984 | 8.1439 | 8.7985
distribution | 26.0708 | 8.1524 | 8.8026 | 8.1522 | 8.8028
distribution | 26.0708 | 8.1522 | 8.8028 | 8.152 | 8.8029
distribution | 30.7094 | 8.1529 | 8.8009 | 8.1531 | 8.8007
distribution | 30.7094 | 8.1526 | 8.801 | 8.1529 | 8.8009
distribution | 29.3592 | 8.1531 | 8.8007 | 8.1533 | 8.8009
distribution | 27.4846 | 8.1543 | 8.8021 | 8.1545 | 8.8019
distribution | 27.4846 | 8.1541 | 8.8022 | 8.1543 | 8.8021
distribution | 31.1749 | 8.1444 | 8.7939 | 8.1442 | 8.7941
distribution | 26.4451 | 8.144 | 8.794 | 8.1442 | 8.7941
distribution | 19.3081 | 8.1442 | 8.7941 | 8.1442 | 8.7942
distribution | 37.199 | 8.1458 | 8.7982 | 8.1455 | 8.798
distribution | 21.6678 | 8.146 | 8.7983 | 8.1458 | 8.7982
distribution | 31.6887 | 8.1468 | 8.8011 | 8.1467 | 8.8009
distribution | 23.2973 | 8.1465 | 8.8009 | 8.1467 | 8.8009
distribution | 41.7327 | 8.1467 | 8.8009 | 8.147 | 8.8007
distribution | 17.5858 | 8.1434 | 8.8021 | 8.1436 | 8.8021
distribution | 35.743 | 8.1452 | 8.7935 | 8.1453 | 8.7933
distribution | 34.0691 | 8.1437 | 8.7952 | 8.144 | 8.795
distribution | 25.2891 | 8.1477 | 8.7967 | 8.1476 | 8.7968
distribution | 19.1035 | 8.1476 | 8.7968 | 8.1474 | 8.7969
distribution | 43.0402 | 8.1475 | 8.8055 | 8.1477 | 8.8059
distribution | 37.3192 | 8.1477 | 8.8059 | 8.148 | 8.8056
distribution | 26.2699 | 8.1449 | 8.797 | 8.1447 | 8.7968
distribution | 26.4133 | 8.1451 | 8.7972 | 8.1449 | 8.797
distribution | 27.946 | 8.1448 | 8.7973 | 8.1449 | 8.797
distribution | 32.3984 | 8.1496 | 8.7958 | 8.1496 | 8.7961
distribution | 21.5661 | 8.1496 | 8.7961 | 8.1494 | 8.7961
distribution | 33.9179 | 8.1497 | 8.797 | 8.1497 | 8.7967
distribution | 20.0416 | 8.1497 | 8.7966 | 8.1497 | 8.7967
distribution | 24.0301 | 8.1497 | 8.7967 | 8.1495 | 8.7968
distribution | 36.7343 | 8.1443 | 8.7937 | 8.1444 | 8.7939
distribution | 28.2925 | 8.1442 | 8.7934 | 8.1443 | 8.7937
distribution | 29.1011 | 8.1478 | 8.7976 | 8.148 | 8.7974
distribution | 25.8052 | 8.1478 | 8.7978 | 8.1478 | 8.7976
distribution | 41.999 | 8.1467 | 8.8021 | 8.1466 | 8.8017
distribution | 19.4736 | 8.1466 | 8.8017 | 8.1465 | 8.8016
distribution | 28.1069 | 8.1468 | 8.8016 | 8.1466 | 8.8017
distribution | 45.4331 | 8.1467 | 8.803 | 8.1463 | 8.803
distribution | 33.7848 | 8.1468 | 8.8032 | 8.1467 | 8.803
distribution | 45.6059 | 8.1547 | 8.8001 | 8.1544 | 8.8004
distribution | 21.1557 | 8.1503 | 8.7979 | 8.1501 | 8.7979
distribution | 28.6167 | 8.1422 | 8.7926 | 8.1423 | 8.7928
distribution | 28.7102 | 8.1423 | 8.7928 | 8.1425 | 8.793
distribution | 33.6146 | 8.1415 | 8.7931 | 8.1418 | 8.7931
distribution | 29.2114 | 8.1455 | 8.7952 | 8.1453 | 8.7954
distribution | 23.834 | 8.1487 | 8.796 | 8.1488 | 8.7962
distribution | 40.6673 | 8.1533 | 8.8041 | 8.1529 | 8.8041
distribution | 40.6673 | 8.1536 | 8.8041 | 8.1533 | 8.8041
distribution | 29.1941 | 8.1447 | 8.7932 | 8.1446 | 8.793
distribution | 45.8565 | 8.1421 | 8.7959 | 8.1425 | 8.7961
distribution | 37.8174 | 8.1467 | 8.7994 | 8.1471 | 8.7993
distribution | 28.2026 | 8.1471 | 8.7993 | 8.1471 | 8.799
distribution | 33.9383 | 8.1475 | 8.7938 | 8.1473 | 8.7936
distribution | 32.6913 | 8.1473 | 8.7939 | 8.1475 | 8.7938
distribution | 37.8669 | 8.1533 | 8.8023 | 8.1531 | 8.802
distribution | 19.0495 | 8.1534 | 8.7996 | 8.1533 | 8.7995
distribution | 24.7646 | 8.1533 | 8.7995 | 8.1532 | 8.7993
distribution | 49.898 | 8.1544 | 8.8004 | 8.154 | 8.8005
distribution | 32.187 | 8.1425 | 8.7922 | 8.1426 | 8.7919
distribution | 18.5596 | 8.1469 | 8.7968 | 8.147 | 8.7969
distribution | 24.6052 | 8.147 | 8.7969 | 8.1472 | 8.797
distribution | 22.3974 | 8.1469 | 8.797 | 8.147 | 8.7969
distribution | 29.3453 | 8.147 | 8.7959 | 8.1468 | 8.7959
distribution | 29.1554 | 8.1478 | 8.8018 | 8.1477 | 8.8016
distribution | 29.1554 | 8.1477 | 8.8016 | 8.1476 | 8.8014
distribution | 34.9963 | 8.1481 | 8.8018 | 8.1478 | 8.8018
distribution | 29.8925 | 8.1452 | 8.7939 | 8.1452 | 8.7942
distribution | 21.2522 | 8.145 | 8.7942 | 8.1452 | 8.7942
distribution | 30.6446 | 8.1452 | 8.7942 | 8.1454 | 8.794
distribution | 30.3493 | 8.1534 | 8.7981 | 8.1531 | 8.7981
distribution | 30.3493 | 8.1531 | 8.7981 | 8.1528 | 8.7981
distribution | 25.3877 | 8.1493 | 8.7983 | 8.1491 | 8.7982
distribution | 28.9238 | 8.1491 | 8.7982 | 8.1491 | 8.7979
distribution | 27.2117 | 8.1505 | 8.8051 | 8.1503 | 8.8051
distribution | 38.9275 | 8.1503 | 8.8051 | 8.1499 | 8.8051
distribution | 29.9295 | 8.1421 | 8.7906 | 8.1419 | 8.7907
distribution | 29.9295 | 8.1424 | 8.7905 | 8.1421 | 8.7906
distribution | 35.2174 | 8.1416 | 8.7909 | 8.1419 | 8.7907
distribution | 35.2174 | 8.1413 | 8.791 | 8.1416 | 8.7909
distribution | 19.0178 | 8.1434 | 8.7961 | 8.1436 | 8.796
distribution | 22.3587 | 8.1432 | 8.796 | 8.1434 | 8.7961
distribution | 27.7551 | 8.145 | 8.7965 | 8.1451 | 8.7963
distribution | 29.9462 | 8.1506 | 8.8077 | 8.1505 | 8.8079
distribution | 29.9462 | 8.1505 | 8.8079 | 8.1503 | 8.8082
distribution | 40.4326 | 8.1463 | 8.8035 | 8.1463 | 8.8039
distribution | 29.9533 | 8.1506 | 8.7974 | 8.1504 | 8.7975
distribution | 37.0598 | 8.1476 | 8.7944 | 8.1477 | 8.7947
distribution | 29.5315 | 8.1478 | 8.7942 | 8.1476 | 8.7944
distribution | 25.1726 | 8.1454 | 8.8042 | 8.1454 | 8.804
distribution | 37.7836 | 8.1511 | 8.8027 | 8.1507 | 8.8027
distribution | 18.1867 | 8.1507 | 8.8027 | 8.1506 | 8.8027
distribution | 38.2973 | 8.1447 | 8.7922 | 8.145 | 8.7923
distribution | 22.9028 | 8.1441 | 8.7928 | 8.1443 | 8.7929
distribution | 24.4084 | 8.1531 | 8.799 | 8.1529 | 8.7991
distribution | 25.7073 | 8.15 | 8.808 | 8.1498 | 8.808
distribution | 25.7073 | 8.1498 | 8.808 | 8.1496 | 8.8079
distribution | 47.0228 | 8.1515 | 8.7996 | 8.1511 | 8.7999
distribution | 27.0756 | 8.1511 | 8.7999 | 8.1509 | 8.7999
distribution | 25.5869 | 8.1482 | 8.8041 | 8.148 | 8.804
distribution | 27.5228 | 8.1481 | 8.8043 | 8.1482 | 8.8041
distribution | 17.2904 | 8.149 | 8.7972 | 8.1489 | 8.7971
distribution | 46.906 | 8.1425 | 8.7991 | 8.1428 | 8.7994
distribution | 39.4295 | 8.1422 | 8.7993 | 8.1425 | 8.7991
distribution | 35.2281 | 8.1524 | 8.7993 | 8.1522 | 8.7995
distribution | 26.3006 | 8.1447 | 8.7958 | 8.1446 | 8.7956
distribution | 24.9288 | 8.1446 | 8.7956 | 8.1448 | 8.7955
distribution | 26.5448 | 8.1448 | 8.8046 | 8.145 | 8.8047
distribution | 45.9642 | 8.1455 | 8.8003 | 8.1458 | 8.8
distribution | 24.7478 | 8.1472 | 8.7962 | 8.1474 | 8.7962
distribution | 21.5373 | 8.1439 | 8.7964 | 8.1441 | 8.7964
distribution | 18.8648 | 8.1442 | 8.7966 | 8.1441 | 8.7964
distribution | 28.1623 | 8.1417 | 8.7992 | 8.1418 | 8.7994
distribution | 28.2201 | 8.1501 | 8.801 | 8.1499 | 8.801
distribution | 28.2201 | 8.1499 | 8.801 | 8.1496 | 8.8009
distribution | 25.1753 | 8.1549 | 8.802 | 8.1549 | 8.8017
distribution | 25.1753 | 8.1549 | 8.8017 | 8.1548 | 8.8015
distribution | 37.5717 | 8.1508 | 8.8003 | 8.1509 | 8.7999
distribution | 31.9491 | 8.1506 | 8.8004 | 8.1508 | 8.8003
distribution | 36.0276 | 8.1455 | 8.7988 | 8.1459 | 8.7987
distribution | 24.6804 | 8.1459 | 8.7987 | 8.1461 | 8.7987
distribution | 29.0137 | 8.1451 | 8.7963 | 8.145 | 8.7961
distribution | 19.595 | 8.145 | 8.7961 | 8.1448 | 8.7962
distribution | 27.471 | 8.1418 | 8.7967 | 8.142 | 8.7969
distribution | 30.6153 | 8.1435 | 8.7973 | 8.1438 | 8.7974
distribution | 41.8081 | 8.1528 | 8.7981 | 8.1528 | 8.7985
distribution | 41.8081 | 8.1528 | 8.7985 | 8.1528 | 8.7989
distribution | 23.3797 | 8.1474 | 8.7983 | 8.1473 | 8.7981
distribution | 28.9137 | 8.1473 | 8.7981 | 8.1471 | 8.7982
distribution | 42.6821 | 8.1433 | 8.8049 | 8.1436 | 8.8049
distribution | 28.8674 | 8.1466 | 8.7949 | 8.1468 | 8.795
distribution | 35.9871 | 8.1496 | 8.8079 | 8.1495 | 8.8076
distribution | 39.6431 | 8.1492 | 8.8078 | 8.1495 | 8.8076
distribution | 25.4558 | 8.1469 | 8.7938 | 8.1469 | 8.794
distribution | 22.5309 | 8.1469 | 8.794 | 8.1468 | 8.7942
distribution | 41.7205 | 8.1523 | 8.801 | 8.1526 | 8.801
distribution | 31.6052 | 8.1497 | 8.7974 | 8.1497 | 8.7977
distribution | 19.4628 | 8.144 | 8.7954 | 8.1441 | 8.7952
distribution | 19.8182 | 8.1443 | 8.7952 | 8.1441 | 8.7952
distribution | 22.8332 | 8.1441 | 8.7952 | 8.144 | 8.795
distribution | 46.2829 | 8.1426 | 8.8036 | 8.143 | 8.8035
distribution | 18.5472 | 8.1493 | 8.7966 | 8.1492 | 8.7966
distribution | 31.2364 | 8.1495 | 8.7968 | 8.1493 | 8.7966
distribution | 45.8062 | 8.1474 | 8.8021 | 8.1473 | 8.8025
distribution | 32.1667 | 8.1473 | 8.8025 | 8.1473 | 8.8028
distribution | 30.3021 | 8.1484 | 8.7996 | 8.1483 | 8.7994
distribution | 31.2977 | 8.1483 | 8.7994 | 8.1481 | 8.7992
distribution | 27.9364 | 8.1459 | 8.7962 | 8.1461 | 8.7962
distribution | 25.8275 | 8.146 | 8.7938 | 8.1461 | 8.7935
distribution | 19.3651 | 8.1451 | 8.7928 | 8.1452 | 8.7929
distribution | 47.1957 | 8.1435 | 8.8002 | 8.1438 | 8.7999
distribution | 21.041 | 8.1438 | 8.7999 | 8.1438 | 8.7997
distribution | 36.1357 | 8.1534 | 8.7973 | 8.1532 | 8.7971
distribution | 37.3252 | 8.1455 | 8.798 | 8.1452 | 8.7982
distribution | 26.2753 | 8.1457 | 8.7926 | 8.1454 | 8.7926
distribution | 29.4094 | 8.1462 | 8.7989 | 8.1464 | 8.7991
distribution | 46.1882 | 8.1427 | 8.7903 | 8.1424 | 8.7905
distribution | 33.8856 | 8.1506 | 8.8084 | 8.1503 | 8.8082
distribution | 29.786 | 8.1494 | 8.8096 | 8.1495 | 8.8094
distribution | 18.8731 | 8.1478 | 8.7988 | 8.1477 | 8.7989
distribution | 41.5546 | 8.1418 | 8.7931 | 8.1421 | 8.7933
distribution | 22.0602 | 8.1421 | 8.7933 | 8.1422 | 8.7935
distribution | 36.5401 | 8.146 | 8.8001 | 8.1463 | 8.8002
distribution | 32.5335 | 8.1458 | 8.8 | 8.146 | 8.8001
distribution | 31.2052 | 8.1446 | 8.7947 | 8.1446 | 8.7944
distribution | 21.1783 | 8.1444 | 8.7947 | 8.1446 | 8.7947
distribution | 27.8438 | 8.1448 | 8.7947 | 8.1446 | 8.7947
distribution | 26.7325 | 8.1519 | 8.8044 | 8.1517 | 8.8043
distribution | 31.6133 | 8.1469 | 8.7979 | 8.1469 | 8.7981
distribution | 24.1271 | 8.1471 | 8.7982 | 8.1469 | 8.7981
distribution | 25.56 | 8.1469 | 8.7981 | 8.1466 | 8.7982
distribution | 18.7354 | 8.1422 | 8.7953 | 8.1421 | 8.7955
distribution | 45.3886 | 8.1426 | 8.7967 | 8.143 | 8.7967
distribution | 28.3368 | 8.1462 | 8.7964 | 8.1464 | 8.7965
distribution | 24.6028 | 8.1461 | 8.7962 | 8.1462 | 8.7964
distribution | 25.6758 | 8.1476 | 8.7992 | 8.1475 | 8.799
distribution | 49.4132 | 8.1427 | 8.8005 | 8.1423 | 8.8004
distribution | 23.4251 | 8.144 | 8.7944 | 8.1442 | 8.7944
distribution | 28.7503 | 8.1473 | 8.7978 | 8.1475 | 8.7978
distribution | 29.0289 | 8.1449 | 8.803 | 8.1451 | 8.8032
distribution | 29.0289 | 8.1451 | 8.8032 | 8.1453 | 8.8034
distribution | 22.7294 | 8.148 | 8.7974 | 8.148 | 8.7972
distribution | 27.4854 | 8.1486 | 8.7985 | 8.1485 | 8.7982
distribution | 26.766 | 8.1433 | 8.8001 | 8.1435 | 8.8002
distribution | 26.766 | 8.143 | 8.8001 | 8.1433 | 8.8001
distribution | 33.2571 | 8.1456 | 8.7968 | 8.1455 | 8.7965
distribution | 22.6525 | 8.1482 | 8.7944 | 8.1482 | 8.7947
distribution | 28.6461 | 8.1503 | 8.8065 | 8.1502 | 8.8068
distribution | 28.7821 | 8.1452 | 8.7916 | 8.1451 | 8.7919
distribution | 28.7974 | 8.1495 | 8.7994 | 8.1497 | 8.7992
distribution | 28.7974 | 8.1497 | 8.7992 | 8.1498 | 8.7989
distribution | 21.6428 | 8.1452 | 8.7973 | 8.1451 | 8.7972
distribution | 29.0051 | 8.1481 | 8.7959 | 8.1479 | 8.7962
distribution | 23.4902 | 8.1477 | 8.7961 | 8.1479 | 8.7962
distribution | 32.6665 | 8.142 | 8.7937 | 8.1422 | 8.7935
distribution | 46.5332 | 8.1419 | 8.7948 | 8.142 | 8.7944
distribution | 20.2487 | 8.1439 | 8.7925 | 8.1438 | 8.7927
distribution | 28.0421 | 8.1519 | 8.8066 | 8.1522 | 8.8065
distribution | 36.0664 | 8.1452 | 8.7982 | 8.1452 | 8.7979
distribution | 28.251 | 8.1549 | 8.8013 | 8.1548 | 8.8015
distribution | 33.3302 | 8.1515 | 8.7962 | 8.1512 | 8.7962
distribution | 43.3623 | 8.147 | 8.8061 | 8.1473 | 8.8058
distribution | 39.644 | 8.1465 | 8.8013 | 8.1465 | 8.8009
distribution | 34.2483 | 8.1465 | 8.8016 | 8.1465 | 8.8013
distribution | 23.7135 | 8.1472 | 8.7946 | 8.1471 | 8.7944
distribution | 26.5918 | 8.1349 | 8.7938 | 8.1349 | 8.7936
distribution | 26.5918 | 8.1349 | 8.7936 | 8.1349 | 8.7933
distribution | 47.5316 | 8.1352 | 8.794 | 8.1349 | 8.7938
distribution | 26.0626 | 8.15 | 8.7981 | 8.1501 | 8.7979
distribution | 29.8227 | 8.1482 | 8.795 | 8.1481 | 8.7953
distribution | 37.4581 | 8.1481 | 8.7953 | 8.1482 | 8.7956
distribution | 30.9019 | 8.1501 | 8.7963 | 8.1498 | 8.7964
distribution | 24.657 | 8.1498 | 8.7964 | 8.1497 | 8.7966
distribution | 29.2457 | 8.1453 | 8.7933 | 8.1455 | 8.793
distribution | 32.0257 | 8.1455 | 8.793 | 8.1457 | 8.793
distribution | 42.9118 | 8.1463 | 8.803 | 8.1459 | 8.803
distribution | 27.3896 | 8.1517 | 8.7996 | 8.1515 | 8.7996
distribution | 27.3896 | 8.152 | 8.7995 | 8.1517 | 8.7996
distribution | 40.029 | 8.1476 | 8.8052 | 8.1475 | 8.8055
distribution | 46.918 | 8.1526 | 8.7998 | 8.1522 | 8.8
distribution | 22.4851 | 8.142 | 8.7999 | 8.142 | 8.7997
distribution | 23.0854 | 8.1418 | 8.7999 | 8.142 | 8.7999
distribution | 26.4059 | 8.1485 | 8.7979 | 8.1487 | 8.7977
distribution | 25.8191 | 8.1487 | 8.7966 | 8.1485 | 8.7965
distribution | 39.2192 | 8.1478 | 8.8037 | 8.1474 | 8.8038
distribution | 38.4454 | 8.1474 | 8.8038 | 8.1473 | 8.8035
distribution | 41.9966 | 8.1414 | 8.7995 | 8.1418 | 8.7994
distribution | 23.8106 | 8.1483 | 8.796 | 8.1481 | 8.7959
distribution | 24.1982 | 8.1459 | 8.8032 | 8.1459 | 8.803
distribution | 35.5832 | 8.1541 | 8.8007 | 8.154 | 8.8005
distribution | 38.0367 | 8.154 | 8.8005 | 8.1537 | 8.8003
distribution | 41.5113 | 8.1539 | 8.8015 | 8.1537 | 8.8012
distribution | 23.4599 | 8.1485 | 8.8063 | 8.1483 | 8.8064
distribution | 32.0385 | 8.1483 | 8.7988 | 8.148 | 8.7989
distribution | 48.5368 | 8.1492 | 8.8072 | 8.1492 | 8.8067
distribution | 44.1248 | 8.1349 | 8.7933 | 8.1353 | 8.7933
distribution | 29.8696 | 8.1462 | 8.8051 | 8.1459 | 8.8052
distribution | 33.7706 | 8.1511 | 8.8051 | 8.1508 | 8.8051
distribution | 33.7706 | 8.1508 | 8.8051 | 8.1505 | 8.8051
distribution | 32.7979 | 8.1449 | 8.7938 | 8.1452 | 8.7939
distribution | 30.6668 | 8.1477 | 8.7947 | 8.1479 | 8.7949
distribution | 21.491 | 8.1466 | 8.799 | 8.1468 | 8.799
distribution | 35.3992 | 8.1471 | 8.799 | 8.1468 | 8.799
distribution | 32.1041 | 8.1496 | 8.7987 | 8.1495 | 8.7984
distribution | 23.9803 | 8.1495 | 8.7984 | 8.1493 | 8.7983
distribution | 27.8198 | 8.1452 | 8.7923 | 8.145 | 8.7923
distribution | 32.4801 | 8.145 | 8.7923 | 8.1448 | 8.7925
distribution | 20.076 | 8.1476 | 8.7966 | 8.1477 | 8.7967
distribution | 25.1628 | 8.1477 | 8.7964 | 8.1476 | 8.7966
distribution | 31.9582 | 8.1513 | 8.7966 | 8.1516 | 8.7966
distribution | 34.4363 | 8.1426 | 8.7977 | 8.1429 | 8.7979
distribution | 29.7889 | 8.1429 | 8.7979 | 8.1431 | 8.798
distribution | 32.7366 | 8.1463 | 8.7958 | 8.1466 | 8.7958
distribution | 25.749 | 8.1493 | 8.796 | 8.1494 | 8.7961
distribution | 27.0481 | 8.1467 | 8.7967 | 8.1469 | 8.7968
distribution | 29.6876 | 8.143 | 8.8042 | 8.1431 | 8.8039
distribution | 33.1939 | 8.148 | 8.804 | 8.1478 | 8.8037
distribution | 30.7648 | 8.1464 | 8.8025 | 8.1467 | 8.8025
distribution | 26.1994 | 8.147 | 8.7987 | 8.1468 | 8.7986
distribution | 25.0169 | 8.1466 | 8.7978 | 8.1464 | 8.7976
distribution | 23.546 | 8.1514 | 8.8036 | 8.1512 | 8.8037
distribution | 33.2985 | 8.1508 | 8.7959 | 8.1507 | 8.7962
distribution | 29.0049 | 8.1509 | 8.7964 | 8.1507 | 8.7962
distribution | 21.8901 | 8.1437 | 8.7932 | 8.1439 | 8.7933
distribution | 20.8243 | 8.1446 | 8.7943 | 8.1446 | 8.7944
distribution | 34.9062 | 8.146 | 8.7954 | 8.1459 | 8.7951
distribution | 44.6223 | 8.1473 | 8.8058 | 8.1475 | 8.8055
distribution | 40.7696 | 8.1431 | 8.7938 | 8.1434 | 8.7938
distribution | 33.2933 | 8.1427 | 8.7945 | 8.143 | 8.7943
distribution | 35.2669 | 8.1496 | 8.8063 | 8.1496 | 8.806
distribution | 35.2669 | 8.1497 | 8.8066 | 8.1496 | 8.8063
distribution | 26.8569 | 8.1498 | 8.8059 | 8.1496 | 8.806
distribution | 34.2936 | 8.1496 | 8.806 | 8.1493 | 8.8058
distribution | 29.4357 | 8.1485 | 8.7976 | 8.1483 | 8.7977
distribution | 19.3918 | 8.1491 | 8.7979 | 8.1493 | 8.7979
distribution | 37.5372 | 8.147 | 8.8007 | 8.1474 | 8.8007
distribution | 20.3878 | 8.1472 | 8.7972 | 8.1472 | 8.7974
distribution | 18.8548 | 8.1472 | 8.797 | 8.1472 | 8.7972
distribution | 35.4697 | 8.1464 | 8.7965 | 8.1467 | 8.7967
distribution | 20.6878 | 8.1464 | 8.797 | 8.1466 | 8.797
distribution | 38.2824 | 8.148 | 8.8056 | 8.1483 | 8.8054
distribution | 24.5142 | 8.1459 | 8.8007 | 8.1461 | 8.8006
distribution | 29.2819 | 8.1455 | 8.7965 | 8.1453 | 8.7965
distribution | 28.1049 | 8.1537 | 8.8012 | 8.1539 | 8.8011
distribution | 49.9432 | 8.1508 | 8.8039 | 8.1504 | 8.8043
distribution | 29.7318 | 8.151 | 8.8038 | 8.1508 | 8.8039
distribution | 29.7318 | 8.1512 | 8.8037 | 8.151 | 8.8038
distribution | 32.3176 | 8.1512 | 8.7962 | 8.1509 | 8.7964
distribution | 24.7371 | 8.1447 | 8.7968 | 8.1445 | 8.7967
distribution | 31.5387 | 8.148 | 8.7941 | 8.1478 | 8.7942
distribution | 20.5873 | 8.1464 | 8.7991 | 8.1466 | 8.799
distribution | 19.8057 | 8.1459 | 8.7933 | 8.1459 | 8.7931
distribution | 28.4712 | 8.1529 | 8.7991 | 8.1528 | 8.7989
distribution | 35.6138 | 8.1532 | 8.7993 | 8.1529 | 8.7991
distribution | 27.3248 | 8.1492 | 8.7986 | 8.1493 | 8.7983
distribution | 26.4979 | 8.1431 | 8.7998 | 8.143 | 8.8001
distribution | 28.9636 | 8.1432 | 8.7958 | 8.1432 | 8.796
distribution | 40.38 | 8.1472 | 8.7953 | 8.1474 | 8.7956
distribution | 25.3853 | 8.1478 | 8.8013 | 8.1476 | 8.8014
distribution | 45.9106 | 8.1454 | 8.8046 | 8.1454 | 8.8042
distribution | 36.4976 | 8.1415 | 8.7974 | 8.1417 | 8.7971
distribution | 36.4976 | 8.1417 | 8.7971 | 8.142 | 8.7969
distribution | 23.7312 | 8.1442 | 8.7948 | 8.1444 | 8.7947
distribution | 26.1811 | 8.1488 | 8.7983 | 8.1486 | 8.7985
distribution | 30.0424 | 8.1436 | 8.796 | 8.1437 | 8.7963
distribution | 28.2506 | 8.1457 | 8.7952 | 8.1455 | 8.7952
distribution | 38.623 | 8.1482 | 8.7947 | 8.1482 | 8.795
distribution | 22.3625 | 8.1459 | 8.7951 | 8.1457 | 8.7952
distribution | 22.6762 | 8.1468 | 8.7959 | 8.1466 | 8.7958
distribution | 25.88 | 8.1474 | 8.7969 | 8.1472 | 8.797
distribution | 25.176 | 8.1446 | 8.797 | 8.1447 | 8.7968
distribution | 40.0839 | 8.1512 | 8.797 | 8.1509 | 8.7968
distribution | 25.0856 | 8.145 | 8.8047 | 8.1452 | 8.8047
distribution | 25.0856 | 8.1452 | 8.8047 | 8.1454 | 8.8046
distribution | 26.7123 | 8.1481 | 8.8058 | 8.148 | 8.8056
distribution | 18.6358 | 8.1438 | 8.7966 | 8.1439 | 8.7964
distribution | 19.6277 | 8.1464 | 8.7974 | 8.1464 | 8.7976
distribution | 21.6621 | 8.1442 | 8.7944 | 8.1442 | 8.7942
distribution | 30.2561 | 8.1498 | 8.7989 | 8.1496 | 8.7987
distribution | 44.6166 | 8.1487 | 8.8045 | 8.1484 | 8.8048
distribution | 27.4941 | 8.1492 | 8.7966 | 8.1491 | 8.7963
distribution | 29.3549 | 8.146 | 8.804 | 8.1463 | 8.8039
distribution | 26.0989 | 8.1506 | 8.7995 | 8.1509 | 8.7995
distribution | 24.1165 | 8.1425 | 8.793 | 8.1425 | 8.7928
distribution | 22.3071 | 8.1491 | 8.8023 | 8.1493 | 8.8022
distribution | 25.1168 | 8.1425 | 8.7928 | 8.1425 | 8.7926
distribution | 24.3466 | 8.1487 | 8.7977 | 8.1485 | 8.7976
distribution | 25.8849 | 8.1477 | 8.7989 | 8.1475 | 8.799
distribution | 25.4513 | 8.1448 | 8.7955 | 8.1446 | 8.7953
distribution | 26.9316 | 8.1444 | 8.7954 | 8.1446 | 8.7953