## results
| Value | Unit
Id | 710
Simulation | 920
N consumers | 307
N shs consumers | 0
N poles | 276
N distribution links | 275
N connection links | 307
Length distribution cable | 9515
Average length distribution cable | 34.6 | m
Length connection cable | 1487
Average length connection cable | 4.8436 | m
Cost grid | 47492.97 | USD/a
Cost shs | 0 | USD/a
LCOE | 64.4952 | c/kWh
LCOE share grid | 62.2986
LCOE share supply | 37.7014
RES share | 96.8924 | %
Shortage total | 0.38169 | %
Surplus rate | 28.4564 | %
Cost renewable assets | 26356.6336 | USD/a
Cost non renewable assets | 299.6858 | USD/a
Cost fuel | 2085.0612 | USD/a
PV capacity | 87.4246 | USD/kW
Battery capacity | 194.0079 | USD/kWh
Inverter capacity | 35.2772 | USD/kW
Rectifier capacity | 0 | USD/kW
Diesel genset capacity | 3.0467 | USD/kW
Peak demand | 40.0184 | kW
Surplus | 31.6785 | kWh/a
CO2 savings | 180.955 | t/a
Max voltage drop |  | %
Infeasible
Average annual demand per consumer | 383.5521 | kWh/a
Total annual consumption | 117750.506 | kWh/a
Upfront invest grid | 364878 | USD
Upfront invest diesel genset | 1066.3298 | USD
Upfront invest inverter | 14640.0455 | USD
Upfront invest rectifier | 0 | USD
Upfront invest battery | 60918.4837 | USD
Upfront invest pv | 38554.2363 | USD
Upfront invest total | 480057.0953 | USD
CO2 emissions | 5.8036 | t/a
Fuel consumption | 1226.5066 | kWh/a
Base load | 2.5377 | kW
Max shortage | 20 | %
Epc total | 76234.3506 | USD/a
Epc pv | 5787.6031 | USD/a
Epc diesel genset | 299.6858 | USD/a
Epc inverter | 2223.0613 | USD/a
Epc rectifier | 0 | USD/a
Epc battery | 18345.9691 | USD/a

## power time series
index | Diesel genset production [kW] | Pv production [kW] | Battery charge [kW] | Battery discharge [kW] | Battery content [kWh] | Demand [kW] | Surplus [kW]
0 | 0 | 0 | 0 | 35.277 | 157.261 | 1.835 | 31.678
1 | 0 | 0 | 0 | 35.277 | 120.514 | 2.173 | 31.34
2 | 0 | 0 | 0 | 35.277 | 83.767 | 2.982 | 30.531
3 | 0 | 0 | 0 | 24.076 | 58.687 | 2.75 | 20.122
4 | 0 | 0 | 0 | 3.229 | 55.324 | 3.067 | 0
5 | 0 | 0 | 0 | 5.524 | 49.57 | 5.248 | 0
6 | 0 | 0 | 0 | 11.572 | 37.516 | 10.994 | 0
7 | 0 | 0.655 | 0 | 26.45 | 9.964 | 25.75 | 0
8 | 0 | 21.814 | 0 | 9.565 | 0 | 29.81 | 0
9 | 0 | 44.37 | 115.983 | 106.89 | 0 | 24.52 | 8.993
10 | 0 | 62.922 | 194.008 | 166.363 | 12.953 | 12.333 | 21.18
11 | 0 | 75.456 | 194.008 | 153.829 | 38.961 | 8.219 | 25.295
12 | 0 | 82.579 | 194.008 | 146.707 | 72.39 | 8.366 | 25.147
13 | 0 | 83.807 | 194.008 | 145.478 | 107.098 | 8.336 | 25.177
14 | 0 | 81.197 | 94.873 | 48.953 | 147.183 | 9.497 | 24.016
15 | 0 | 73.401 | 38.124 | 0 | 183.782 | 9.25 | 24.263
16 | 0 | 58.649 | 194.008 | 170.636 | 192.284 | 12.183 | 21.33
17 | 0 | 37.073 | 1.796 | 0 | 194.008 | 19.125 | 14.389
18 | 0 | 12.05 | 0 | 22.786 | 170.273 | 33.094 | 0
19 | 2.324 | 0 | 0 | 35.277 | 133.526 | 35.837 | 0
20 | 0 | 0 | 0 | 32.827 | 99.331 | 31.186 | 0
21 | 0 | 0 | 0 | 20.06 | 78.435 | 19.057 | 0
22 | 0 | 0 | 0 | 8.583 | 69.495 | 8.154 | 0
23 | 0 | 0 | 0 | 3.359 | 65.995 | 3.191 | 0
24 | 0 | 0 | 0 | 2.114 | 63.793 | 2.008 | 0
25 | 0 | 0 | 0 | 2.194 | 61.508 | 2.084 | 0
26 | 0 | 0 | 0 | 3.448 | 57.916 | 3.276 | 0
27 | 0 | 0 | 0 | 2.504 | 55.307 | 2.379 | 0
28 | 0 | 0 | 0 | 4.351 | 50.775 | 4.133 | 0
29 | 0 | 0 | 0 | 7.423 | 43.043 | 7.051 | 0
30 | 0 | 0 | 0 | 11.527 | 31.036 | 10.95 | 0
31 | 2.301 | 0.643 | 0 | 21.442 | 8.7 | 23.282 | 0
32 | 0 | 21.733 | 0 | 8.352 | 0 | 28.581 | 0
33 | 0 | 45.193 | 126.476 | 116.561 | 0 | 22.258 | 11.255
34 | 0 | 63.779 | 194.008 | 165.506 | 13.845 | 12.475 | 21.038
35 | 0 | 77.014 | 194.008 | 152.271 | 41.477 | 6.17 | 27.343
36 | 0 | 84.508 | 194.008 | 144.777 | 76.915 | 6.704 | 26.81
37 | 0 | 85.715 | 194.008 | 143.57 | 113.61 | 6.686 | 26.827
38 | 0 | 82.887 | 194.008 | 146.399 | 147.36 | 8.016 | 25.498
39 | 0 | 74.691 | 194.008 | 154.594 | 172.572 | 10.746 | 22.767
40 | 0 | 59.749 | 77.328 | 52.856 | 191.748 | 12.993 | 20.521
41 | 0 | 37.631 | 2.354 | 0 | 194.008 | 21.985 | 11.529
42 | 0 | 11.677 | 0 | 23.088 | 169.958 | 33.027 | 0
43 | 3.047 | 0 | 0 | 35.255 | 133.234 | 36.539 | 0
44 | 0 | 0 | 0 | 27.482 | 104.607 | 26.108 | 0
45 | 0 | 0 | 0 | 18.834 | 84.988 | 17.893 | 0
46 | 0 | 0 | 0 | 7.84 | 76.821 | 7.448 | 0
47 | 0 | 0 | 0 | 2.911 | 73.79 | 2.765 | 0
48 | 0 | 0 | 0 | 2.217 | 71.48 | 2.106 | 0
49 | 0 | 0 | 0 | 2.753 | 68.612 | 2.616 | 0
50 | 0 | 0 | 0 | 3.093 | 65.39 | 2.938 | 0
51 | 0 | 0 | 0 | 3.322 | 61.93 | 3.156 | 0
52 | 0 | 0 | 0 | 4.359 | 57.389 | 4.141 | 0
53 | 0 | 0 | 0 | 9.912 | 47.065 | 9.416 | 0
54 | 1.615 | 0 | 0 | 14.514 | 31.946 | 15.403 | 0
55 | 3.047 | 0.669 | 0 | 20.689 | 10.395 | 23.336 | 0
56 | 3.047 | 20.586 | 0 | 9.98 | 0 | 32.084 | 0
57 | 0 | 43.651 | 106.814 | 98.44 | 0 | 24.855 | 8.658
58 | 0 | 63.211 | 194.008 | 166.074 | 13.254 | 13.227 | 20.286
59 | 0 | 76.044 | 40.767 | 0 | 52.39 | 7.907 | 25.607
60 | 0 | 83.537 | 48.26 | 0 | 98.719 | 6.998 | 26.515
61 | 0 | 85.153 | 193.632 | 143.757 | 134.859 | 6.829 | 26.684
62 | 0 | 81.664 | 194.008 | 147.621 | 167.335 | 8.585 | 24.928
63 | 0 | 72.603 | 194.008 | 156.682 | 190.372 | 10.639 | 22.874
64 | 0 | 53.978 | 194.008 | 175.307 | 194.008 | 12.368 | 21.146
65 | 0 | 30.237 | 0 | 0 | 194.008 | 20.842 | 7.883
66 | 0 | 6.663 | 0 | 25.381 | 167.57 | 30.442 | 0
67 | 0.926 | 0 | 0 | 35.277 | 130.823 | 34.439 | 0
68 | 0 | 0 | 0 | 28.753 | 100.872 | 27.315 | 0
69 | 0 | 0 | 0 | 19.654 | 80.399 | 18.671 | 0
70 | 0 | 0 | 0 | 8.057 | 72.006 | 7.654 | 0
71 | 0 | 0 | 0 | 3.51 | 68.35 | 3.334 | 0
72 | 0 | 0 | 0 | 1.998 | 66.269 | 1.898 | 0
73 | 0 | 0 | 0 | 2.617 | 63.543 | 2.486 | 0
74 | 0 | 0 | 0 | 3.275 | 60.132 | 3.111 | 0
75 | 0 | 0 | 0 | 2.835 | 57.179 | 2.693 | 0
76 | 0 | 0 | 0 | 6.479 | 50.43 | 6.155 | 0
77 | 0 | 0 | 0 | 7.409 | 42.713 | 7.038 | 0
78 | 2.08 | 0 | 0 | 11.223 | 31.022 | 12.742 | 0
79 | 3.047 | 0.587 | 0 | 20.863 | 9.29 | 23.424 | 0
80 | 3.047 | 19.023 | 0 | 8.918 | 0 | 29.591 | 0
81 | 0 | 35.89 | 7.822 | 7.209 | 0 | 23.944 | 9.569
82 | 0 | 54.793 | 194.008 | 174.492 | 4.485 | 15.594 | 17.92
83 | 0 | 69.669 | 34.391 | 0 | 37.501 | 9.917 | 23.596
84 | 0 | 79.563 | 190.709 | 146.423 | 68.057 | 7.726 | 25.787
85 | 0 | 80.868 | 194.008 | 148.417 | 99.704 | 7.068 | 26.445
86 | 0 | 77.835 | 42.558 | 0 | 140.559 | 9.272 | 24.242
87 | 0 | 70.093 | 34.816 | 0 | 173.983 | 11.839 | 21.675
88 | 0 | 56.09 | 20.813 | 0 | 193.964 | 16.156 | 17.358
89 | 0 | 35.323 | 0.046 | 0 | 194.008 | 20.515 | 12.998
90 | 0 | 10.64 | 0 | 20.105 | 173.065 | 29.208 | 0
91 | 0.955 | 0 | 0 | 35.277 | 136.318 | 34.468 | 0
92 | 0 | 0 | 0 | 31.514 | 103.491 | 29.938 | 0
93 | 0 | 0 | 0 | 17.235 | 85.538 | 16.373 | 0
94 | 0 | 0 | 0 | 6.815 | 78.439 | 6.475 | 0
95 | 0 | 0 | 0 | 3.08 | 75.231 | 2.926 | 0
96 | 0 | 0 | 0 | 2.378 | 72.754 | 2.259 | 0
97 | 0 | 0 | 0 | 2.492 | 70.158 | 2.367 | 0
98 | 0 | 0 | 0 | 2.604 | 67.445 | 2.474 | 0
99 | 0 | 0 | 0 | 2.946 | 64.376 | 2.799 | 0
100 | 0 | 0 | 0 | 4.171 | 60.032 | 3.962 | 0
101 | 0 | 0 | 0 | 7.381 | 52.344 | 7.012 | 0
102 | 0 | 0 | 0 | 15.158 | 36.554 | 14.4 | 0
103 | 1.536 | 0.597 | 0 | 24.866 | 10.652 | 25.726 | 0
104 | 0 | 19.784 | 0 | 10.225 | 0 | 28.509 | 0
105 | 0 | 41.599 | 6.322 | 0 | 6.069 | 24.273 | 9.241
106 | 0 | 59.727 | 175.217 | 150.768 | 17.228 | 11.75 | 21.763
107 | 0 | 71.797 | 194.008 | 157.488 | 39.425 | 8.831 | 24.682
108 | 0 | 79.183 | 194.008 | 150.102 | 69.317 | 7.063 | 26.451
109 | 0 | 79.93 | 194.008 | 149.355 | 99.986 | 9.615 | 23.899
110 | 0 | 77.913 | 42.636 | 0 | 140.916 | 8.17 | 25.343
111 | 0 | 70.27 | 34.993 | 0 | 174.509 | 10.799 | 22.714
112 | 0 | 55.451 | 20.174 | 0 | 193.876 | 13.199 | 20.315
113 | 0 | 35.415 | 0.138 | 0 | 194.008 | 21.385 | 12.129
114 | 0 | 11.453 | 0 | 23.825 | 169.191 | 30.057 | 3.456
115 | 2.073 | 0 | 0 | 35.277 | 132.444 | 35.586 | 0
116 | 0 | 0 | 0 | 35.277 | 95.696 | 30.581 | 2.932
117 | 0 | 0 | 0 | 23.754 | 70.953 | 19.216 | 3.35
118 | 0 | 0 | 0 | 7.645 | 62.989 | 7.263 | 0
119 | 0 | 0 | 0 | 1.865 | 61.046 | 1.772 | 0
120 | 0 | 0 | 0 | 2.372 | 58.575 | 2.253 | 0
121 | 0 | 0 | 0 | 2.969 | 55.482 | 2.821 | 0
122 | 0 | 0 | 0 | 2.978 | 52.38 | 2.829 | 0
123 | 0 | 0 | 0 | 3.61 | 48.62 | 3.429 | 0
124 | 0 | 0 | 0 | 3.982 | 44.473 | 3.783 | 0
125 | 0 | 0 | 0 | 7.282 | 36.887 | 6.918 | 0
126 | 0 | 0 | 0 | 14.859 | 21.41 | 14.116 | 0
127 | 0 | 0.608 | 0 | 19.478 | 1.12 | 19.082 | 0
128 | 0 | 19.443 | 0 | 1.075 | 0 | 19.492 | 0
129 | 0 | 40.272 | 63.713 | 58.718 | 0 | 18.827 | 14.686
130 | 0 | 59.05 | 23.773 | 0 | 22.822 | 16.57 | 16.943
131 | 0 | 70.205 | 34.927 | 0 | 56.353 | 15.56 | 17.953
132 | 0 | 76.708 | 194.008 | 152.577 | 83.665 | 10.949 | 22.565
133 | 0 | 77.673 | 115.384 | 72.988 | 118.405 | 10.61 | 22.903
134 | 0 | 74.749 | 39.472 | 0 | 156.298 | 12.089 | 21.424
135 | 0 | 67.833 | 194.008 | 161.452 | 174.367 | 13.92 | 19.594
136 | 0 | 55.495 | 20.217 | 0 | 193.775 | 18.607 | 14.907
137 | 0 | 35.52 | 0.242 | 0 | 194.008 | 22.973 | 10.54
138 | 0 | 11.805 | 0 | 23.472 | 169.558 | 27.232 | 6.281
139 | 0 | 0 | 0 | 35.277 | 132.811 | 28.029 | 5.484
140 | 0 | 0 | 0 | 35.277 | 96.064 | 24.02 | 9.493
141 | 0 | 0 | 0 | 19.397 | 75.859 | 13.994 | 4.433
142 | 0 | 0 | 0 | 6.659 | 68.922 | 6.326 | 0
143 | 0 | 0 | 0 | 3.902 | 64.858 | 3.707 | 0
144 | 0 | 0 | 0 | 2.223 | 62.543 | 2.112 | 0
145 | 0 | 0 | 0 | 2.436 | 60.005 | 2.314 | 0
146 | 0 | 0 | 0 | 2.839 | 57.047 | 2.698 | 0
147 | 0 | 0 | 0 | 3.447 | 53.456 | 3.275 | 0
148 | 0 | 0 | 0 | 5.658 | 47.562 | 5.376 | 0
149 | 0 | 0 | 0 | 8.897 | 38.294 | 8.452 | 0
150 | 0 | 0 | 0 | 13.322 | 24.416 | 12.656 | 0
151 | 0 | 0.538 | 0 | 18.859 | 4.771 | 18.428 | 0
152 | 0 | 19.512 | 0 | 4.58 | 0 | 22.888 | 0
153 | 0 | 41.258 | 5.981 | 0 | 5.742 | 18.812 | 14.701
154 | 0 | 59.246 | 194.008 | 170.039 | 14.865 | 16.687 | 16.827
155 | 0 | 70.15 | 34.873 | 0 | 48.343 | 14.679 | 18.834
156 | 0 | 77.096 | 165.807 | 123.988 | 78.364 | 14.751 | 18.763
157 | 0 | 78.203 | 42.925 | 0 | 119.572 | 13.455 | 20.058
158 | 0 | 74.723 | 194.008 | 154.563 | 144.817 | 15.278 | 18.235
159 | 0 | 66.964 | 31.687 | 0 | 175.236 | 15.738 | 17.775
160 | 0 | 54.702 | 19.425 | 0 | 193.885 | 21.521 | 11.992
161 | 0 | 35.406 | 0.128 | 0 | 194.008 | 24.649 | 8.865
162 | 0 | 11.3 | 0 | 23.977 | 169.032 | 28.537 | 4.977
163 | 0 | 0 | 0 | 35.277 | 132.284 | 28.106 | 5.408
164 | 0 | 0 | 0 | 33.671 | 97.21 | 20.392 | 11.595
165 | 0 | 0 | 0 | 12.884 | 83.789 | 12.24 | 0
166 | 0 | 0 | 0 | 8.492 | 74.944 | 8.067 | 0
167 | 0 | 0 | 0 | 3.418 | 71.384 | 3.247 | 0
168 | 0 | 0 | 0 | 2.232 | 69.058 | 2.121 | 0
169 | 0 | 0 | 0 | 2.246 | 66.719 | 2.134 | 0
170 | 0 | 0 | 0 | 2.657 | 63.951 | 2.524 | 0
171 | 0 | 0 | 0 | 2.999 | 60.827 | 2.849 | 0
172 | 0 | 0 | 0 | 3.467 | 57.216 | 3.293 | 0
173 | 0 | 0 | 0 | 7.27 | 49.643 | 6.907 | 0
174 | 0 | 0 | 0 | 11.885 | 37.263 | 11.29 | 0
175 | 0 | 0.521 | 0 | 24.676 | 11.559 | 23.937 | 0
176 | 0 | 19.362 | 0 | 11.097 | 0 | 28.936 | 0
177 | 0 | 41.539 | 79.869 | 73.607 | 0 | 21.867 | 11.646
178 | 0 | 59.074 | 36.085 | 12.288 | 21.841 | 12.985 | 20.528
179 | 0 | 70.785 | 35.508 | 0 | 55.929 | 8.163 | 25.351
180 | 0 | 77.661 | 194.008 | 151.625 | 84.234 | 5.731 | 27.782
181 | 0 | 79.092 | 194.008 | 150.193 | 114.031 | 7.926 | 25.588
182 | 0 | 76.755 | 41.477 | 0 | 153.849 | 9.143 | 24.37
183 | 0 | 69.604 | 34.327 | 0 | 186.802 | 11.264 | 22.249
184 | 0 | 56.514 | 194.008 | 172.771 | 193.08 | 16.023 | 17.49
185 | 0 | 36.244 | 0.966 | 0 | 194.008 | 22.987 | 10.527
186 | 0 | 11.712 | 0 | 21.554 | 171.555 | 31.603 | 0
187 | 0.229 | 0 | 0 | 35.277 | 134.808 | 33.742 | 0
188 | 0 | 0 | 0 | 31.111 | 102.401 | 29.555 | 0
189 | 0 | 0 | 0 | 19.652 | 81.93 | 18.67 | 0
190 | 0 | 0 | 0 | 7.158 | 74.473 | 6.801 | 0
191 | 0 | 0 | 0 | 2.791 | 71.566 | 2.651 | 0
192 | 0 | 0 | 0 | 2.272 | 69.2 | 2.158 | 0
193 | 0 | 0 | 0 | 2.565 | 66.529 | 2.436 | 0
194 | 0 | 0 | 0 | 2.547 | 63.876 | 2.419 | 0
195 | 0 | 0 | 0 | 3.097 | 60.65 | 2.942 | 0
196 | 0 | 0 | 0 | 4.549 | 55.911 | 4.322 | 0
197 | 0 | 0 | 0 | 6.495 | 49.146 | 6.17 | 0
198 | 0 | 0 | 0 | 13.091 | 35.509 | 12.436 | 0
199 | 2.682 | 0.511 | 0 | 22.869 | 11.688 | 24.893 | 0
200 | 0 | 18.851 | 0 | 11.22 | 0 | 28.567 | 0
201 | 0 | 41.727 | 82.272 | 75.822 | 0 | 22.254 | 11.26
202 | 0 | 59.681 | 106.044 | 81.641 | 16.76 | 11.877 | 21.636
203 | 0 | 73.002 | 37.725 | 0 | 52.976 | 9.283 | 24.23
204 | 0 | 80.763 | 194.008 | 148.522 | 84.513 | 7.864 | 25.649
205 | 0 | 82.147 | 194.008 | 147.138 | 117.492 | 8.434 | 25.079
206 | 0 | 80.076 | 194.008 | 149.209 | 148.314 | 9.631 | 23.882
207 | 0 | 72.512 | 194.008 | 156.773 | 171.256 | 11.792 | 21.721
208 | 0 | 57.73 | 22.452 | 0 | 192.81 | 14.609 | 18.905
209 | 0 | 36.525 | 1.248 | 0 | 194.008 | 20.02 | 13.493
210 | 0 | 11.92 | 0 | 22.398 | 170.677 | 32.602 | 0
211 | 2.685 | 0 | 0 | 35.277 | 133.93 | 36.199 | 0
212 | 0 | 0 | 0 | 28.543 | 104.198 | 27.115 | 0
213 | 0 | 0 | 0 | 19.139 | 84.261 | 18.182 | 0
214 | 0 | 0 | 0 | 7.955 | 75.975 | 7.557 | 0
215 | 0 | 0 | 0 | 2.629 | 73.236 | 2.497 | 0
216 | 0 | 0 | 0 | 2.804 | 70.315 | 2.664 | 0
217 | 0 | 0 | 0 | 2.811 | 67.387 | 2.671 | 0
218 | 0 | 0 | 0 | 2.749 | 64.523 | 2.612 | 0
219 | 0 | 0 | 0 | 2.573 | 61.844 | 2.444 | 0
220 | 0 | 0 | 0 | 4.77 | 56.875 | 4.532 | 0
221 | 0 | 0 | 0 | 6.902 | 49.685 | 6.557 | 0
222 | 0 | 0 | 0 | 13.229 | 35.905 | 12.568 | 0
223 | 3.047 | 0.511 | 0 | 22.004 | 12.983 | 24.436 | 0
224 | 0.036 | 19.196 | 0 | 12.464 | 0 | 30.113 | 0
225 | 0 | 42.118 | 62.007 | 55.166 | 2.062 | 23.391 | 10.123
226 | 0 | 61.052 | 194.008 | 168.233 | 13.067 | 11.946 | 21.568
227 | 0 | 73.698 | 38.421 | 0 | 49.951 | 9.362 | 24.151
228 | 0 | 81.352 | 194.008 | 147.933 | 82.102 | 8.91 | 24.603
229 | 0 | 82.979 | 194.008 | 146.306 | 115.948 | 8.274 | 25.239
230 | 0 | 80.47 | 45.193 | 0 | 159.333 | 8.814 | 24.699
231 | 0 | 73.196 | 194.008 | 156.089 | 182.987 | 10.702 | 22.811
232 | 0 | 58.803 | 194.008 | 170.482 | 191.65 | 14.046 | 19.467
233 | 0 | 37.734 | 2.456 | 0 | 194.008 | 20.265 | 13.248
234 | 0 | 12.632 | 0 | 18.616 | 174.616 | 29.665 | 0.02
235 | 3.047 | 0 | 0 | 35.277 | 137.869 | 36.639 | 0
236 | 0 | 0 | 0 | 34.13 | 102.317 | 32.424 | 0
237 | 0 | 0 | 0 | 19.404 | 82.104 | 18.434 | 0
238 | 0 | 0 | 0 | 6.857 | 74.962 | 6.514 | 0
239 | 0 | 0 | 0 | 2.656 | 72.195 | 2.523 | 0
240 | 0 | 0 | 0 | 1.841 | 70.278 | 1.749 | 0
241 | 0 | 0 | 0 | 2.27 | 67.913 | 2.157 | 0
242 | 0 | 0 | 0 | 2.594 | 65.211 | 2.464 | 0
243 | 0 | 0 | 0 | 2.703 | 62.396 | 2.568 | 0
244 | 0 | 0 | 0 | 3.141 | 59.124 | 2.984 | 0
245 | 0 | 0 | 0 | 4.97 | 53.947 | 4.721 | 0
246 | 0 | 0 | 0 | 13.638 | 39.741 | 12.956 | 0
247 | 0 | 0.505 | 0 | 24.055 | 14.684 | 23.331 | 0
248 | 0 | 19.028 | 0 | 14.097 | 0 | 31.468 | 0
249 | 0 | 41.518 | 79.602 | 73.361 | 0 | 22.673 | 10.841
250 | 0 | 60.059 | 194.008 | 169.226 | 9.97 | 10.873 | 22.64
251 | 0 | 72.858 | 194.008 | 156.427 | 33.273 | 7.913 | 25.6
252 | 0 | 79.817 | 194.008 | 149.469 | 63.824 | 7.625 | 25.888
253 | 0 | 81.565 | 77.052 | 30.764 | 105.748 | 8.136 | 25.378
254 | 0 | 79.222 | 43.945 | 0 | 147.935 | 8.606 | 24.907
255 | 0 | 72.043 | 194.008 | 157.242 | 170.39 | 10.277 | 23.237
256 | 0 | 57.914 | 22.636 | 0 | 192.121 | 13.083 | 20.43
257 | 0 | 37.243 | 1.966 | 0 | 194.008 | 20.512 | 13.002
258 | 0 | 12.582 | 0 | 21.605 | 171.502 | 31.066 | 1.412
259 | 3.047 | 0 | 0 | 35.277 | 134.755 | 38.071 | 0
260 | 0 | 0 | 0 | 30.921 | 102.546 | 29.375 | 0
261 | 0 | 0 | 0 | 17.385 | 84.437 | 16.516 | 0
262 | 0 | 0 | 0 | 7.197 | 76.94 | 6.837 | 0
263 | 0 | 0 | 0 | 4.018 | 72.754 | 3.817 | 0
264 | 0 | 0 | 0 | 1.96 | 70.712 | 1.862 | 0
265 | 0 | 0 | 0 | 2.239 | 68.38 | 2.127 | 0
266 | 0 | 0 | 0 | 2.893 | 65.366 | 2.749 | 0
267 | 0 | 0 | 0 | 2.989 | 62.253 | 2.839 | 0
268 | 0 | 0 | 0 | 3.695 | 58.404 | 3.51 | 0
269 | 0 | 0 | 0 | 5.823 | 52.339 | 5.532 | 0
270 | 0 | 0 | 0 | 13.627 | 38.144 | 12.945 | 0
271 | 0 | 0.498 | 0 | 26.18 | 10.873 | 25.345 | 0
272 | 0 | 18.834 | 0 | 10.438 | 0 | 27.809 | 0
273 | 0 | 40.712 | 69.318 | 63.884 | 0 | 21.822 | 11.691
274 | 0 | 58.966 | 194.008 | 170.319 | 8.832 | 11.568 | 21.946
275 | 0 | 70.381 | 194.008 | 158.904 | 29.554 | 7.935 | 25.578
276 | 0 | 77.3 | 87.763 | 45.74 | 66.161 | 6.345 | 27.168
277 | 0 | 79.357 | 194.008 | 149.928 | 96.234 | 9.304 | 24.209
278 | 0 | 77.717 | 42.44 | 0 | 136.976 | 10.567 | 22.946
279 | 0 | 70.868 | 35.591 | 0 | 171.143 | 11.359 | 22.155
280 | 0 | 57.385 | 22.108 | 0 | 192.366 | 14.118 | 19.395
281 | 0 | 36.987 | 1.71 | 0 | 194.008 | 21.935 | 11.579
282 | 0 | 12.565 | 0 | 22.712 | 170.35 | 30.744 | 2.769
283 | 0.215 | 0 | 0 | 35.277 | 133.603 | 33.729 | 0
284 | 0 | 0 | 0 | 35.277 | 96.856 | 27.939 | 5.575
285 | 0 | 0 | 0 | 20.467 | 75.536 | 17.452 | 1.992
286 | 0 | 0 | 0 | 7.688 | 67.528 | 7.303 | 0
287 | 0 | 0 | 0 | 2.706 | 64.709 | 2.571 | 0
288 | 0 | 0 | 0 | 2.189 | 62.429 | 2.079 | 0
289 | 0 | 0 | 0 | 2.602 | 59.719 | 2.472 | 0
290 | 0 | 0 | 0 | 2.719 | 56.887 | 2.583 | 0
291 | 0 | 0 | 0 | 3.636 | 53.099 | 3.454 | 0
292 | 0 | 0 | 0 | 5.033 | 47.857 | 4.781 | 0
293 | 0 | 0 | 0 | 8.864 | 38.624 | 8.421 | 0
294 | 0 | 0 | 0 | 13.807 | 24.241 | 13.117 | 0
295 | 0 | 0.485 | 0 | 19.479 | 3.95 | 18.966 | 0
296 | 0 | 18.762 | 0 | 3.792 | 0 | 21.426 | 0
297 | 0 | 40.629 | 68.264 | 62.912 | 0 | 19.669 | 13.844
298 | 0 | 58.889 | 194.008 | 170.396 | 8.752 | 16.002 | 17.511
299 | 0 | 70.909 | 35.632 | 0 | 42.959 | 14.581 | 18.933
300 | 0 | 78.465 | 194.008 | 150.82 | 72.102 | 12.438 | 21.075
301 | 0 | 80.845 | 194.008 | 148.44 | 103.725 | 13.929 | 19.585
302 | 0 | 78.95 | 43.673 | 0 | 145.651 | 16.237 | 17.276
303 | 0 | 71.77 | 36.493 | 0 | 180.684 | 17.024 | 16.489
304 | 0 | 58.053 | 154.89 | 132.115 | 191.76 | 20.326 | 13.187
305 | 0 | 37.619 | 2.342 | 0 | 194.008 | 23.575 | 9.939
306 | 0 | 13.123 | 0 | 22.155 | 170.93 | 29.253 | 4.261
307 | 0 | 0 | 0 | 35.277 | 134.183 | 28.562 | 4.951
308 | 0 | 0 | 0 | 35.277 | 97.436 | 20.707 | 12.806
309 | 0 | 0 | 0 | 24.244 | 72.181 | 11.668 | 11.364
310 | 0 | 0 | 0 | 5.889 | 66.047 | 5.595 | 0
311 | 0 | 0 | 0 | 5.159 | 60.673 | 4.901 | 0
312 | 0 | 0 | 0 | 2.132 | 58.452 | 2.025 | 0
313 | 0 | 0 | 0 | 2.389 | 55.963 | 2.27 | 0
314 | 0 | 0 | 0 | 2.495 | 53.365 | 2.37 | 0
315 | 0 | 0 | 0 | 3.339 | 49.887 | 3.172 | 0
316 | 0 | 0 | 0 | 3.824 | 45.904 | 3.633 | 0
317 | 0 | 0 | 0 | 8.293 | 37.265 | 7.878 | 0
318 | 0 | 0 | 0 | 15.279 | 21.349 | 14.515 | 0
319 | 0 | 0.489 | 0 | 18.394 | 2.189 | 17.938 | 0
320 | 0 | 18.302 | 0 | 2.101 | 0 | 19.383 | 0
321 | 0 | 40.21 | 4.933 | 0 | 4.735 | 18.887 | 14.626
322 | 0 | 58.89 | 194.008 | 170.395 | 13.489 | 16.287 | 17.226
323 | 0 | 71.317 | 194.008 | 157.968 | 35.186 | 16.332 | 17.182
324 | 0 | 78.803 | 194.008 | 150.482 | 64.682 | 13.551 | 19.962
325 | 0 | 80.389 | 194.008 | 148.896 | 95.829 | 12.846 | 20.667
326 | 0 | 78.361 | 58.283 | 15.199 | 135.948 | 14.847 | 18.667
327 | 0 | 71.158 | 35.88 | 0 | 170.393 | 16.058 | 17.456
328 | 0 | 57.773 | 22.496 | 0 | 191.99 | 19.84 | 13.673
329 | 0 | 37.38 | 2.102 | 0 | 194.008 | 22.42 | 11.093
330 | 0 | 13.141 | 0 | 22.136 | 170.949 | 29.181 | 4.332
331 | 0 | 0 | 0 | 35.277 | 134.202 | 28.138 | 5.375
332 | 0 | 0 | 0 | 29.06 | 103.932 | 20.598 | 7.008
333 | 0 | 0 | 0 | 12.73 | 90.672 | 12.093 | 0
334 | 0 | 0 | 0 | 6.4 | 84.005 | 6.08 | 0
335 | 0 | 0 | 0 | 3.211 | 80.66 | 3.05 | 0
336 | 0 | 0 | 0 | 2.336 | 78.226 | 2.219 | 0
337 | 0 | 0 | 0 | 2.545 | 75.575 | 2.418 | 0
338 | 0 | 0 | 0 | 2.669 | 72.795 | 2.535 | 0
339 | 0 | 0 | 0 | 2.564 | 70.124 | 2.436 | 0
340 | 0 | 0 | 0 | 3.165 | 66.828 | 3.006 | 0
341 | 0 | 0 | 0 | 7.895 | 58.603 | 7.501 | 0
342 | 0 | 0 | 0 | 16.095 | 41.838 | 15.29 | 0
343 | 0 | 0.475 | 0 | 26.744 | 13.979 | 25.859 | 0
344 | 0 | 17.6 | 0 | 13.42 | 0 | 29.468 | 0
345 | 0 | 38.344 | 3.067 | 0 | 2.945 | 21.388 | 12.126
346 | 0 | 57.735 | 139.707 | 117.249 | 14.928 | 10.814 | 22.699
347 | 0 | 70.712 | 194.008 | 158.573 | 35.996 | 7.088 | 26.425
348 | 0 | 78.333 | 43.055 | 0 | 77.329 | 7.835 | 25.679
349 | 0 | 78.582 | 43.305 | 0 | 118.902 | 7.943 | 25.57
350 | 0 | 75.389 | 40.112 | 0 | 157.409 | 8.106 | 25.408
351 | 0 | 68.095 | 194.008 | 161.19 | 175.751 | 10.85 | 22.663
352 | 0 | 54.295 | 19.018 | 0 | 194.008 | 12.651 | 20.862
353 | 0 | 32.915 | 0 | 0 | 194.008 | 20.406 | 10.864
354 | 0 | 10.024 | 0 | 24.517 | 168.469 | 32.814 | 0
355 | 0.753 | 0 | 0 | 35.277 | 131.722 | 34.266 | 0
356 | 0 | 0 | 0 | 27.675 | 102.894 | 26.292 | 0
357 | 0 | 0 | 0 | 19.212 | 82.881 | 18.251 | 0
358 | 0 | 0 | 0 | 8.881 | 73.631 | 8.436 | 0
359 | 0 | 0 | 0 | 3.013 | 70.492 | 2.862 | 0
360 | 0 | 0 | 0 | 2.351 | 68.043 | 2.233 | 0
361 | 0 | 0 | 0 | 2.332 | 65.615 | 2.215 | 0
362 | 0 | 0 | 0 | 3.595 | 61.87 | 3.416 | 0
363 | 0 | 0 | 0 | 2.762 | 58.993 | 2.624 | 0
364 | 0 | 0 | 0 | 3.828 | 55.005 | 3.636 | 0
365 | 0 | 0 | 0 | 7.194 | 47.512 | 6.834 | 0
366 | 3.047 | 0 | 0 | 10.892 | 36.166 | 13.394 | 0
367 | 3.047 | 0.521 | 0 | 22.394 | 12.839 | 24.816 | 0
368 | 1.758 | 18.248 | 0 | 12.325 | 0 | 30.803 | 0
369 | 0 | 40.585 | 67.702 | 62.394 | 0 | 25.963 | 7.551
370 | 0 | 59.535 | 194.008 | 169.75 | 9.425 | 16.067 | 17.446
371 | 0 | 73.167 | 194.008 | 156.119 | 33.049 | 9.686 | 23.827
372 | 0 | 80.957 | 194.008 | 148.328 | 64.788 | 7.168 | 26.345
373 | 0 | 82.773 | 194.008 | 146.512 | 98.419 | 6.407 | 27.106
374 | 0 | 80.539 | 179.149 | 133.887 | 130.936 | 9.404 | 24.109
375 | 0 | 73.227 | 37.95 | 0 | 167.368 | 9.809 | 23.704
376 | 0 | 59.492 | 24.215 | 0 | 190.614 | 13.911 | 19.603
377 | 0 | 38.813 | 3.535 | 0 | 194.008 | 20.475 | 13.038
378 | 0 | 13.764 | 0 | 17.968 | 175.291 | 30.145 | 0
379 | 0 | 0 | 0 | 34.599 | 139.25 | 32.869 | 0
380 | 0 | 0 | 0 | 29.784 | 108.225 | 28.295 | 0
381 | 0 | 0 | 0 | 19.498 | 87.915 | 18.523 | 0
382 | 0 | 0 | 0 | 7.704 | 79.89 | 7.318 | 0
383 | 0 | 0 | 0 | 3.122 | 76.638 | 2.966 | 0
384 | 0 | 0 | 0 | 2.426 | 74.11 | 2.305 | 0
385 | 0 | 0 | 0 | 2.401 | 71.61 | 2.281 | 0
386 | 0 | 0 | 0 | 2.88 | 68.61 | 2.736 | 0
387 | 0 | 0 | 0 | 2.759 | 65.736 | 2.621 | 0
388 | 0 | 0 | 0 | 3.407 | 62.188 | 3.236 | 0
389 | 0 | 0 | 0 | 4.842 | 57.144 | 4.6 | 0
390 | 0 | 0 | 0 | 13.528 | 43.052 | 12.851 | 0
391 | 0.974 | 0.473 | 0 | 26.391 | 15.562 | 26.495 | 0
392 | 0 | 18.71 | 0 | 14.939 | 0 | 31.967 | 0
393 | 0 | 41.703 | 81.967 | 75.54 | 0 | 26.743 | 6.77
394 | 0 | 61.428 | 194.008 | 167.857 | 11.396 | 13.813 | 19.701
395 | 0 | 74.681 | 194.008 | 154.604 | 36.598 | 9.141 | 24.372
396 | 0 | 82.69 | 47.412 | 0 | 82.114 | 6.875 | 26.638
397 | 0 | 84.052 | 194.008 | 145.233 | 117.077 | 8.544 | 24.97
398 | 0 | 81.498 | 194.008 | 147.787 | 149.38 | 7.621 | 25.892
399 | 0 | 73.358 | 194.008 | 155.927 | 173.203 | 8.969 | 24.545
400 | 0 | 56.638 | 24.509 | 3.148 | 193.453 | 13.522 | 19.992
401 | 0 | 35.856 | 0.578 | 0 | 194.008 | 23.2 | 10.313
402 | 0 | 11.941 | 0 | 21.324 | 171.795 | 31.602 | 0
403 | 1.057 | 0 | 0 | 35.277 | 135.048 | 34.57 | 0
404 | 0 | 0 | 0 | 30.917 | 102.843 | 29.371 | 0
405 | 0 | 0 | 0 | 20.01 | 82 | 19.009 | 0
406 | 0 | 0 | 0 | 5.762 | 75.997 | 5.474 | 0
407 | 0 | 0 | 0 | 2.792 | 73.089 | 2.652 | 0
408 | 0 | 0 | 0 | 2.521 | 70.464 | 2.395 | 0
409 | 0 | 0 | 0 | 2.576 | 67.781 | 2.447 | 0
410 | 0 | 0 | 0 | 2.733 | 64.934 | 2.597 | 0
411 | 0 | 0 | 0 | 3.017 | 61.791 | 2.866 | 0
412 | 0 | 0 | 0 | 3.779 | 57.854 | 3.591 | 0
413 | 0 | 0 | 0 | 6.299 | 51.293 | 5.984 | 0
414 | 0 | 0 | 0 | 13.395 | 37.34 | 12.725 | 0
415 | 0.591 | 0.489 | 0 | 24.671 | 11.641 | 24.493 | 0
416 | 0 | 18.94 | 0 | 11.176 | 0 | 28.61 | 0
417 | 0 | 42.173 | 87.957 | 81.061 | 0 | 21.805 | 11.709
418 | 0 | 62.099 | 194.008 | 167.186 | 12.095 | 13.342 | 20.171
419 | 0 | 75.75 | 194.008 | 153.535 | 38.41 | 8.694 | 24.82
420 | 0 | 84.141 | 125.309 | 76.446 | 79.077 | 5.842 | 27.671
421 | 0 | 85.891 | 194.008 | 143.394 | 115.956 | 6.559 | 26.955
422 | 0 | 83.526 | 194.008 | 145.759 | 150.371 | 8.703 | 24.81
423 | 0 | 76.112 | 194.008 | 153.174 | 177.063 | 11.891 | 21.623
424 | 0 | 61.735 | 194.008 | 167.551 | 188.778 | 12.902 | 20.612
425 | 0 | 40.725 | 5.447 | 0 | 194.008 | 18.558 | 14.955
426 | 0 | 14.408 | 0 | 19.119 | 174.092 | 31.687 | 0.164
427 | 0.267 | 0 | 0 | 35.277 | 137.345 | 33.781 | 0
428 | 0 | 0 | 0 | 29.66 | 106.449 | 28.177 | 0
429 | 0 | 0 | 0 | 20.214 | 85.393 | 19.203 | 0
430 | 0 | 0 | 0 | 7.202 | 77.891 | 6.842 | 0
431 | 0 | 0 | 0 | 3.225 | 74.531 | 3.064 | 0
432 | 0 | 0 | 0 | 2.586 | 71.837 | 2.457 | 0
433 | 0 | 0 | 0 | 2.731 | 68.992 | 2.595 | 0
434 | 0 | 0 | 0 | 2.828 | 66.047 | 2.686 | 0
435 | 0 | 0 | 0 | 2.615 | 63.323 | 2.484 | 0
436 | 0 | 0 | 0 | 4.01 | 59.146 | 3.81 | 0
437 | 0 | 0 | 0 | 6.451 | 52.426 | 6.129 | 0
438 | 0 | 0 | 0 | 12.898 | 38.99 | 12.253 | 0
439 | 0 | 0.5 | 0 | 25.324 | 12.611 | 24.532 | 0
440 | 0 | 19.416 | 0 | 12.107 | 0 | 29.946 | 0
441 | 0 | 43.086 | 99.597 | 91.789 | 0 | 25.026 | 8.487
442 | 0 | 63.373 | 194.008 | 165.912 | 13.423 | 13.446 | 20.068
443 | 0 | 77.152 | 194.008 | 152.133 | 41.198 | 9.654 | 23.859
444 | 0 | 85.575 | 194.008 | 143.71 | 77.747 | 6.697 | 26.817
445 | 0 | 87.425 | 194.008 | 141.861 | 116.223 | 8.094 | 25.42
446 | 0 | 85.148 | 194.008 | 144.137 | 152.328 | 10.106 | 23.408
447 | 0 | 77.649 | 194.008 | 151.636 | 180.621 | 11.643 | 21.87
448 | 0 | 63.339 | 194.008 | 165.947 | 194.008 | 16.18 | 17.333
449 | 0 | 41.769 | 82.808 | 76.316 | 194.008 | 18.351 | 15.162
450 | 0 | 15.034 | 0 | 20.243 | 172.921 | 27.257 | 6.257
451 | 0.864 | 0 | 0 | 35.277 | 136.174 | 34.378 | 0
452 | 0 | 0 | 0 | 35.277 | 99.427 | 27.09 | 6.423
453 | 0 | 0 | 0 | 25.302 | 73.07 | 17.716 | 6.321
454 | 0 | 0 | 0 | 7.249 | 65.519 | 6.887 | 0
455 | 0 | 0 | 0 | 2.858 | 62.542 | 2.715 | 0
456 | 0 | 0 | 0 | 2.182 | 60.269 | 2.073 | 0
457 | 0 | 0 | 0 | 2.587 | 57.575 | 2.458 | 0
458 | 0 | 0 | 0 | 2.528 | 54.941 | 2.402 | 0
459 | 0 | 0 | 0 | 2.505 | 52.331 | 2.38 | 0
460 | 0 | 0 | 0 | 4.742 | 47.391 | 4.505 | 0
461 | 0 | 0 | 0 | 8.302 | 38.743 | 7.887 | 0
462 | 0 | 0 | 0 | 14.12 | 24.035 | 13.414 | 0
463 | 0 | 0.503 | 0 | 19.453 | 3.771 | 18.958 | 0
464 | 0 | 19.379 | 0 | 3.62 | 0 | 21.849 | 0
465 | 0 | 43.057 | 99.238 | 91.457 | 0 | 20.076 | 13.437
466 | 0 | 63.426 | 194.008 | 165.859 | 13.478 | 19.49 | 14.023
467 | 0 | 76.889 | 194.008 | 152.396 | 40.979 | 14.53 | 18.983
468 | 0 | 85.194 | 194.008 | 144.092 | 77.132 | 14.809 | 18.704
469 | 0 | 87.145 | 194.008 | 142.14 | 115.317 | 14.523 | 18.99
470 | 0 | 84.672 | 194.008 | 144.613 | 150.925 | 14.647 | 18.867
471 | 0 | 76.981 | 194.008 | 152.305 | 178.522 | 16.195 | 17.319
472 | 0 | 62.579 | 158.613 | 131.312 | 194.008 | 20.072 | 13.441
473 | 0 | 41.349 | 77.447 | 71.375 | 194.008 | 26.31 | 7.203
474 | 0 | 15.032 | 0 | 20.245 | 172.919 | 26.215 | 7.298
475 | 0 | 0 | 0 | 35.277 | 136.172 | 27.209 | 6.304
476 | 0 | 0 | 0 | 35.277 | 99.425 | 19.794 | 13.72
477 | 0 | 0 | 0 | 30.913 | 67.224 | 12.205 | 17.162
478 | 0 | 0 | 0 | 6.879 | 60.058 | 6.535 | 0
479 | 0 | 0 | 0 | 4.939 | 54.914 | 4.692 | 0
480 | 0 | 0 | 0 | 2.141 | 52.683 | 2.034 | 0
481 | 0 | 0 | 0 | 2.707 | 49.864 | 2.572 | 0
482 | 0 | 0 | 0 | 2.438 | 47.324 | 2.316 | 0
483 | 0 | 0 | 0 | 2.436 | 44.787 | 2.314 | 0
484 | 0 | 0 | 0 | 3.853 | 40.773 | 3.661 | 0
485 | 0 | 0 | 0 | 6.378 | 34.129 | 6.059 | 0
486 | 0 | 0 | 0 | 14.044 | 19.5 | 13.341 | 0
487 | 0 | 0.487 | 0 | 17.574 | 1.194 | 17.157 | 0
488 | 0 | 18.769 | 0 | 1.147 | 0 | 18.919 | 0
489 | 0 | 42.279 | 89.31 | 82.308 | 0 | 16.5 | 17.013
490 | 0 | 62.244 | 131.351 | 104.384 | 17.364 | 15.233 | 18.281
491 | 0 | 75.079 | 194.008 | 154.206 | 42.98 | 11.838 | 21.675
492 | 0 | 82.904 | 194.008 | 146.381 | 76.748 | 11.494 | 22.02
493 | 0 | 84.671 | 194.008 | 144.614 | 112.356 | 10.545 | 22.968
494 | 0 | 82.055 | 194.008 | 147.23 | 145.238 | 13.899 | 19.615
495 | 0 | 74.791 | 39.514 | 0 | 183.172 | 17.137 | 16.377
496 | 0 | 60.89 | 194.008 | 168.395 | 194.008 | 22.08 | 11.433
497 | 0 | 40.007 | 60.334 | 55.604 | 194.008 | 25.569 | 7.945
498 | 0 | 14.649 | 0 | 20.629 | 172.52 | 28.134 | 5.379
499 | 0 | 0 | 0 | 35.277 | 135.773 | 26.315 | 7.199
500 | 0 | 0 | 0 | 25.816 | 108.881 | 21.78 | 2.746
501 | 0 | 0 | 0 | 15.121 | 93.13 | 14.365 | 0
502 | 0 | 0 | 0 | 8.717 | 84.05 | 8.281 | 0
503 | 0 | 0 | 0 | 4.182 | 79.694 | 3.973 | 0
504 | 0 | 0 | 0 | 1.958 | 77.655 | 1.86 | 0
505 | 0 | 0 | 0 | 2.376 | 75.18 | 2.257 | 0
506 | 0 | 0 | 0 | 2.617 | 72.454 | 2.486 | 0
507 | 0 | 0 | 0 | 2.724 | 69.616 | 2.588 | 0
508 | 0 | 0 | 0 | 3.777 | 65.681 | 3.588 | 0
509 | 0 | 0 | 0 | 6.534 | 58.875 | 6.207 | 0
510 | 0 | 0 | 0 | 14.185 | 44.1 | 13.475 | 0
511 | 0 | 0.477 | 0 | 27.212 | 15.754 | 26.305 | 0
512 | 0 | 17.963 | 0 | 15.124 | 0 | 31.432 | 0
513 | 0 | 40.619 | 68.135 | 62.793 | 0 | 23.021 | 10.492
514 | 0 | 60.309 | 194.008 | 168.976 | 10.231 | 14.593 | 18.92
515 | 0 | 72.947 | 194.008 | 156.338 | 33.627 | 9.656 | 23.857
516 | 0 | 80.976 | 194.008 | 148.309 | 65.386 | 9.128 | 24.386
517 | 0 | 82.877 | 194.008 | 146.408 | 99.125 | 7.933 | 25.58
518 | 0 | 81.068 | 45.79 | 0 | 143.084 | 7.249 | 26.264
519 | 0 | 73.842 | 194.008 | 155.443 | 167.412 | 9.397 | 24.117
520 | 0 | 59.844 | 34.319 | 9.752 | 190.2 | 14.969 | 18.544
521 | 0 | 39.244 | 3.967 | 0 | 194.008 | 23.338 | 10.175
522 | 1.462 | 14.419 | 0 | 20.858 | 172.281 | 34.975 | 0
523 | 3.047 | 0 | 0 | 35.277 | 135.533 | 37.506 | 0
524 | 0 | 0 | 0 | 30.863 | 103.385 | 29.319 | 0
525 | 0 | 0 | 0 | 18.153 | 84.476 | 17.245 | 0
526 | 0 | 0 | 0 | 6.444 | 77.763 | 6.122 | 0
527 | 0 | 0 | 0 | 2.458 | 75.202 | 2.336 | 0
528 | 0 | 0 | 0 | 1.978 | 73.142 | 1.879 | 0
529 | 0 | 0 | 0 | 2.326 | 70.718 | 2.21 | 0
530 | 0 | 0 | 0 | 2.686 | 67.92 | 2.552 | 0
531 | 0 | 0 | 0 | 4.367 | 63.371 | 4.149 | 0
532 | 0 | 0 | 0 | 4.823 | 58.347 | 4.582 | 0
533 | 0 | 0 | 0 | 8.777 | 49.204 | 8.338 | 0
534 | 0 | 0 | 0 | 13.413 | 35.232 | 12.742 | 0
535 | 2.56 | 0.464 | 0 | 20.876 | 13.486 | 22.833 | 0
536 | 0 | 17.656 | 0 | 12.946 | 0 | 29.072 | 0
537 | 0 | 40.472 | 66.265 | 61.069 | 0 | 23.153 | 10.36
538 | 0 | 60.098 | 194.008 | 169.187 | 10.011 | 12.829 | 20.684
539 | 0 | 73.529 | 194.008 | 155.756 | 34.013 | 9.21 | 24.303
540 | 0 | 81.558 | 194.008 | 147.727 | 66.379 | 8.973 | 24.541
541 | 0 | 83.694 | 101.365 | 52.949 | 108.534 | 7.642 | 25.871
542 | 0 | 81.527 | 194.008 | 147.758 | 140.868 | 10.821 | 22.693
543 | 0 | 74.295 | 194.008 | 154.99 | 165.667 | 11.281 | 22.232
544 | 0 | 60.331 | 25.054 | 0 | 189.719 | 15.37 | 18.143
545 | 0 | 39.745 | 4.468 | 0 | 194.008 | 22.132 | 11.381
546 | 0 | 14.662 | 0 | 20.229 | 172.936 | 33.146 | 0
547 | 0.31 | 0 | 0 | 35.277 | 136.189 | 33.824 | 0
548 | 0 | 0 | 0 | 28.087 | 106.932 | 26.683 | 0
549 | 0 | 0 | 0 | 20.51 | 85.568 | 19.484 | 0
550 | 0 | 0 | 0 | 8.026 | 77.207 | 7.625 | 0
551 | 0 | 0 | 0 | 2.572 | 74.528 | 2.444 | 0
552 | 0 | 0 | 0 | 2.386 | 72.042 | 2.267 | 0
553 | 0 | 0 | 0 | 2.594 | 69.34 | 2.465 | 0
554 | 0 | 0 | 0 | 4.136 | 65.032 | 3.929 | 0
555 | 0 | 0 | 0 | 2.723 | 62.195 | 2.587 | 0
556 | 0 | 0 | 0 | 3.504 | 58.545 | 3.329 | 0
557 | 0 | 0 | 0 | 5.867 | 52.434 | 5.573 | 0
558 | 0 | 0 | 0 | 13.488 | 38.383 | 12.814 | 0
559 | 0.323 | 0.466 | 0 | 25.232 | 12.1 | 24.736 | 0
560 | 0 | 17.885 | 0 | 11.616 | 0 | 28.026 | 0
561 | 0 | 40.997 | 72.953 | 67.233 | 0 | 22.935 | 10.578
562 | 0 | 61.022 | 194.008 | 168.263 | 10.974 | 12.519 | 20.994
563 | 0 | 73.956 | 175.927 | 137.249 | 36.897 | 7.95 | 25.564
564 | 0 | 82.311 | 194.008 | 146.974 | 70.047 | 8.377 | 25.136
565 | 0 | 84.412 | 194.008 | 144.873 | 105.385 | 8.342 | 25.171
566 | 0 | 82.256 | 194.008 | 147.029 | 138.477 | 9.71 | 23.803
567 | 0 | 75.079 | 194.008 | 154.206 | 164.094 | 9.863 | 23.65
568 | 0 | 61.305 | 26.027 | 0 | 189.08 | 13.84 | 19.673
569 | 0 | 40.41 | 5.133 | 0 | 194.008 | 20.086 | 13.428
570 | 0 | 14.848 | 0 | 15.14 | 178.237 | 28.488 | 0
571 | 0.976 | 0 | 0 | 35.277 | 141.49 | 34.49 | 0
572 | 0 | 0 | 0 | 27.614 | 112.726 | 26.233 | 0
573 | 0 | 0 | 0 | 18.204 | 93.763 | 17.293 | 0
574 | 0 | 0 | 0 | 7.177 | 86.288 | 6.818 | 0
575 | 0 | 0 | 0 | 4.121 | 81.995 | 3.915 | 0
576 | 0 | 0 | 0 | 2.494 | 79.397 | 2.369 | 0
577 | 0 | 0 | 0 | 2.834 | 76.445 | 2.693 | 0
578 | 0 | 0 | 0 | 3.272 | 73.036 | 3.108 | 0
579 | 0 | 0 | 0 | 3.059 | 69.85 | 2.906 | 0
580 | 0 | 0 | 0 | 4.057 | 65.624 | 3.854 | 0
581 | 0 | 0 | 0 | 7.064 | 58.267 | 6.71 | 0
582 | 0 | 0 | 0 | 14.841 | 42.807 | 14.099 | 0
583 | 0.784 | 0.468 | 0 | 27.571 | 14.087 | 27.421 | 0
584 | 0 | 17.702 | 0 | 13.524 | 0 | 29.664 | 0
585 | 0 | 40.828 | 70.804 | 65.253 | 0 | 22.36 | 11.154
586 | 0 | 60.918 | 194.008 | 168.367 | 10.865 | 12.382 | 21.131
587 | 0 | 74.221 | 194.008 | 155.064 | 35.587 | 8.055 | 25.459
588 | 0 | 82.485 | 194.008 | 146.8 | 68.918 | 7.781 | 25.732
589 | 0 | 84.684 | 194.008 | 144.601 | 104.539 | 7.171 | 26.342
590 | 0 | 82.557 | 188.43 | 141.151 | 138.401 | 8.139 | 25.374
591 | 0 | 75.235 | 194.008 | 154.05 | 164.18 | 10.388 | 23.125
592 | 0 | 61.195 | 25.918 | 0 | 189.061 | 14.545 | 18.968
593 | 0 | 40.43 | 5.153 | 0 | 194.008 | 20.282 | 13.231
594 | 0 | 14.856 | 0 | 16.869 | 176.436 | 29.367 | 0.772
595 | 0 | 0 | 0 | 34.205 | 140.806 | 32.495 | 0
596 | 0 | 0 | 0 | 32.073 | 107.397 | 30.469 | 0
597 | 0 | 0 | 0 | 18.497 | 88.129 | 17.572 | 0
598 | 0 | 0 | 0 | 8.815 | 78.947 | 8.374 | 0
599 | 0 | 0 | 0 | 3.096 | 75.722 | 2.941 | 0
600 | 0 | 0 | 0 | 2.178 | 73.453 | 2.069 | 0
601 | 0 | 0 | 0 | 2.544 | 70.803 | 2.417 | 0
602 | 0 | 0 | 0 | 2.873 | 67.811 | 2.729 | 0
603 | 0 | 0 | 0 | 2.979 | 64.708 | 2.83 | 0
604 | 0 | 0 | 0 | 3.678 | 60.876 | 3.494 | 0
605 | 0 | 0 | 0 | 6.337 | 54.276 | 6.02 | 0
606 | 0 | 0 | 0 | 13.137 | 40.592 | 12.48 | 0
607 | 0 | 0.468 | 0 | 25.166 | 14.377 | 24.352 | 0
608 | 0 | 17.456 | 0 | 13.802 | 0 | 29.695 | 0
609 | 0 | 40.326 | 64.4 | 59.351 | 0 | 23.088 | 10.426
610 | 0 | 60.454 | 194.008 | 168.831 | 10.382 | 13.289 | 20.224
611 | 0 | 73.97 | 194.008 | 155.315 | 34.844 | 7.92 | 25.593
612 | 0 | 82.577 | 194.008 | 146.708 | 68.27 | 7.081 | 26.433
613 | 0 | 84.747 | 194.008 | 144.538 | 103.957 | 7.877 | 25.636
614 | 0 | 82.661 | 194.008 | 146.624 | 137.472 | 9.333 | 24.18
615 | 0 | 75.287 | 181.467 | 141.457 | 164.329 | 11.818 | 21.695
616 | 0 | 61.088 | 25.811 | 0 | 189.107 | 13.703 | 19.811
617 | 0 | 40.382 | 5.105 | 0 | 194.008 | 23.516 | 9.997
618 | 2.804 | 14.696 | 0 | 20.581 | 172.569 | 36.317 | 0
619 | 3.047 | 0 | 0 | 35.277 | 135.822 | 37.92 | 0
620 | 0 | 0 | 0 | 35.277 | 99.075 | 29.984 | 3.529
621 | 0 | 0 | 0 | 21.743 | 76.426 | 16.803 | 3.852
622 | 0 | 0 | 0 | 9.561 | 66.467 | 9.083 | 0
623 | 0 | 0 | 0 | 2.617 | 63.741 | 2.486 | 0
624 | 0 | 0 | 0 | 1.972 | 61.686 | 1.874 | 0
625 | 0 | 0 | 0 | 2.31 | 59.28 | 2.194 | 0
626 | 0 | 0 | 0 | 2.658 | 56.511 | 2.525 | 0
627 | 0 | 0 | 0 | 2.764 | 53.632 | 2.626 | 0
628 | 0 | 0 | 0 | 4.777 | 48.656 | 4.538 | 0
629 | 0 | 0 | 0 | 8.454 | 39.851 | 8.031 | 0
630 | 0 | 0 | 0 | 15.988 | 23.196 | 15.189 | 0
631 | 0 | 0.467 | 0 | 20.375 | 1.972 | 19.8 | 0
632 | 0 | 17.231 | 0 | 1.893 | 0 | 18.168 | 0
633 | 0 | 40.871 | 71.348 | 65.754 | 0 | 16.032 | 17.481
634 | 0 | 61.028 | 194.008 | 168.258 | 10.979 | 15.049 | 18.464
635 | 0 | 74.724 | 194.008 | 154.561 | 36.226 | 14.196 | 19.317
636 | 0 | 83.2 | 194.008 | 146.085 | 70.302 | 17.303 | 16.21
637 | 0 | 85.246 | 194.008 | 144.039 | 106.509 | 14.471 | 19.042
638 | 0 | 82.995 | 194.008 | 146.29 | 140.371 | 12.596 | 20.917
639 | 0 | 75.823 | 67.621 | 27.076 | 177.083 | 16.641 | 16.872
640 | 0 | 61.751 | 194.008 | 167.534 | 188.816 | 19.689 | 13.824
641 | 0 | 40.686 | 5.408 | 0 | 194.008 | 23.048 | 10.465
642 | 0 | 14.68 | 0 | 20.597 | 172.553 | 26.874 | 6.639
643 | 0 | 0 | 0 | 35.277 | 135.805 | 27.899 | 5.615
644 | 0 | 0 | 0 | 35.277 | 99.058 | 24.108 | 9.405
645 | 0 | 0 | 0 | 25.94 | 72.037 | 13.823 | 10.821
646 | 0 | 0 | 0 | 6.552 | 65.212 | 6.224 | 0
647 | 0 | 0 | 0 | 3.676 | 61.384 | 3.492 | 0
648 | 0 | 0 | 0 | 2.151 | 59.143 | 2.044 | 0
649 | 0 | 0 | 0 | 2.5 | 56.539 | 2.375 | 0
650 | 0 | 0 | 0 | 2.654 | 53.775 | 2.521 | 0
651 | 0 | 0 | 0 | 2.652 | 51.012 | 2.52 | 0
652 | 0 | 0 | 0 | 4.24 | 46.595 | 4.028 | 0
653 | 0 | 0 | 0 | 5.47 | 40.897 | 5.197 | 0
654 | 0 | 0 | 0 | 12.717 | 27.65 | 12.082 | 0
655 | 0 | 0.473 | 0 | 20.796 | 5.987 | 20.206 | 0
656 | 0 | 17.213 | 0 | 5.748 | 0 | 21.813 | 0
657 | 0 | 40.871 | 71.354 | 65.76 | 0 | 16.529 | 16.984
658 | 0 | 61.363 | 194.008 | 167.922 | 11.328 | 15.159 | 18.354
659 | 0 | 75.319 | 194.008 | 153.966 | 37.194 | 12.074 | 21.439
660 | 0 | 83.687 | 194.008 | 145.598 | 71.778 | 13.89 | 19.623
661 | 0 | 86.121 | 194.008 | 143.164 | 108.896 | 12.854 | 20.659
662 | 0 | 83.874 | 127.655 | 79.058 | 149.092 | 13.186 | 20.327
663 | 0 | 76.445 | 194.008 | 152.841 | 176.131 | 15.363 | 18.15
664 | 0 | 62.205 | 194.008 | 167.08 | 188.336 | 19.786 | 13.727
665 | 0 | 41.185 | 5.908 | 0 | 194.008 | 25.4 | 8.114
666 | 0 | 15.099 | 0 | 20.179 | 172.989 | 27.839 | 5.674
667 | 0 | 0 | 0 | 35.277 | 136.241 | 27.104 | 6.409
668 | 0 | 0 | 0 | 35.277 | 99.494 | 21.574 | 11.939
669 | 0 | 0 | 0 | 19.047 | 79.654 | 12.01 | 6.085
670 | 0 | 0 | 0 | 7.653 | 71.682 | 7.27 | 0
671 | 0 | 0 | 0 | 2.903 | 68.658 | 2.758 | 0
672 | 0 | 0 | 0 | 2.107 | 66.462 | 2.002 | 0
673 | 0 | 0 | 0 | 2.429 | 63.932 | 2.307 | 0
674 | 0 | 0 | 0 | 2.687 | 61.134 | 2.552 | 0
675 | 0 | 0 | 0 | 2.731 | 58.289 | 2.594 | 0
676 | 0 | 0 | 0 | 4.531 | 53.57 | 4.304 | 0
677 | 0 | 0 | 0 | 6.056 | 47.262 | 5.753 | 0
678 | 0 | 0 | 0 | 12.604 | 34.133 | 11.973 | 0
679 | 0 | 0.501 | 0 | 21.813 | 11.411 | 21.199 | 0
680 | 0 | 17.335 | 0 | 10.954 | 0 | 26.875 | 0
681 | 0 | 40.908 | 71.826 | 66.195 | 0 | 23.186 | 10.327
682 | 0 | 61.145 | 194.008 | 168.14 | 11.102 | 10.585 | 22.928
683 | 0 | 75.052 | 194.008 | 154.234 | 36.689 | 7.497 | 26.016
684 | 0 | 83.488 | 194.008 | 145.797 | 71.065 | 6.531 | 26.982
685 | 0 | 85.82 | 194.008 | 143.465 | 107.87 | 6.404 | 27.109
686 | 0 | 83.864 | 194.008 | 145.421 | 142.637 | 9.186 | 24.327
687 | 0 | 76.366 | 194.008 | 152.919 | 169.594 | 10.086 | 23.427
688 | 0 | 62.309 | 45.851 | 18.819 | 194.008 | 13.943 | 19.57
689 | 0 | 41.25 | 76.187 | 70.214 | 194.008 | 19.869 | 13.645
690 | 0 | 15.153 | 0 | 20.125 | 173.045 | 28.646 | 4.867
691 | 0 | 0 | 0 | 35.277 | 136.298 | 30.708 | 2.806
692 | 0 | 0 | 0 | 31.23 | 103.767 | 27.253 | 2.415
693 | 0 | 0 | 0 | 18.619 | 84.372 | 17.688 | 0
694 | 0 | 0 | 0 | 7.107 | 76.968 | 6.752 | 0
695 | 0 | 0 | 0 | 2.969 | 73.876 | 2.82 | 0
696 | 0 | 0 | 0 | 2.368 | 71.41 | 2.249 | 0
697 | 0 | 0 | 0 | 2.341 | 68.971 | 2.224 | 0
698 | 0 | 0 | 0 | 2.35 | 66.524 | 2.232 | 0
699 | 0 | 0 | 0 | 2.578 | 63.838 | 2.449 | 0
700 | 0 | 0 | 0 | 3.565 | 60.125 | 3.387 | 0
701 | 0 | 0 | 0 | 6.662 | 53.185 | 6.329 | 0
702 | 0 | 0 | 0 | 12.313 | 40.359 | 11.698 | 0
703 | 0 | 0.51 | 0 | 24.328 | 15.017 | 23.597 | 0
704 | 0 | 17.148 | 0 | 14.416 | 0 | 29.986 | 0
705 | 0 | 40.809 | 70.555 | 65.023 | 0 | 22.679 | 10.834
706 | 0 | 60.801 | 194.008 | 168.485 | 10.743 | 12.013 | 21.5
707 | 0 | 75.266 | 194.008 | 154.019 | 36.554 | 8.085 | 25.428
708 | 0 | 83.862 | 194.008 | 145.423 | 71.319 | 7.033 | 26.48
709 | 0 | 86.354 | 194.008 | 142.931 | 108.68 | 7.755 | 25.759
710 | 0 | 83.958 | 194.008 | 145.327 | 143.546 | 10.152 | 23.362
711 | 0 | 76.357 | 194.008 | 152.928 | 170.493 | 10.019 | 23.495
712 | 0 | 62.037 | 119.466 | 92.707 | 188.611 | 14.292 | 19.221
713 | 0 | 40.899 | 5.622 | 0 | 194.008 | 21.457 | 12.056
714 | 0 | 15.457 | 0 | 16.9 | 176.404 | 30.739 | 0
715 | 0 | 0 | 0 | 34.698 | 140.26 | 32.963 | 0
716 | 0 | 0 | 0 | 29.323 | 109.716 | 27.857 | 0
717 | 0 | 0 | 0 | 16.789 | 92.227 | 15.949 | 0
718 | 0 | 0 | 0 | 6.966 | 84.971 | 6.618 | 0
719 | 0 | 0 | 0 | 2.8 | 82.054 | 2.66 | 0
720 | 0 | 0 | 0 | 2.147 | 79.817 | 2.04 | 0
721 | 0 | 0 | 0 | 2.437 | 77.279 | 2.315 | 0
722 | 0 | 0 | 0 | 2.962 | 74.194 | 2.814 | 0
723 | 0 | 0 | 0 | 4.91 | 69.079 | 4.665 | 0
724 | 0 | 0 | 0 | 4.056 | 64.855 | 3.853 | 0
725 | 0 | 0 | 0 | 6.844 | 57.726 | 6.501 | 0
726 | 0.949 | 0 | 0 | 15.845 | 41.221 | 16.002 | 0
727 | 3.047 | 0.514 | 0 | 23.837 | 16.391 | 26.18 | 0
728 | 3.047 | 17.355 | 0 | 15.735 | 0 | 34.482 | 0
729 | 0 | 40.753 | 69.843 | 64.367 | 0 | 24.09 | 9.424
730 | 0 | 61.441 | 194.008 | 167.844 | 11.41 | 11.177 | 22.336
731 | 0 | 75.176 | 194.008 | 154.109 | 37.127 | 7.992 | 25.521
732 | 0 | 84.158 | 194.008 | 145.127 | 72.2 | 6.551 | 26.962
733 | 0 | 86.774 | 194.008 | 142.511 | 109.999 | 7.314 | 26.199
734 | 0 | 84.742 | 194.008 | 144.543 | 145.681 | 11.76 | 21.753
735 | 0 | 77.418 | 194.008 | 151.867 | 173.734 | 11.866 | 21.647
736 | 0 | 63.118 | 185.954 | 158.113 | 187.548 | 15.142 | 18.371
737 | 0 | 42.006 | 6.729 | 0 | 194.008 | 21.847 | 11.667
738 | 0 | 15.514 | 0 | 18.968 | 174.25 | 32.758 | 0
739 | 2.338 | 0 | 0 | 35.277 | 137.503 | 35.851 | 0
740 | 0 | 0 | 0 | 30.986 | 105.225 | 29.437 | 0
741 | 0 | 0 | 0 | 19.555 | 84.855 | 18.578 | 0
742 | 0 | 0 | 0 | 7.145 | 77.413 | 6.788 | 0
743 | 0 | 0 | 0 | 2.341 | 74.974 | 2.224 | 0
744 | 0 | 0 | 0 | 2.669 | 72.194 | 2.535 | 0
745 | 0 | 0 | 0 | 2.512 | 69.577 | 2.387 | 0
746 | 0 | 0 | 0 | 2.371 | 67.108 | 2.252 | 0
747 | 0 | 0 | 0 | 2.822 | 64.168 | 2.681 | 0
748 | 0 | 0 | 0 | 3.475 | 60.549 | 3.301 | 0
749 | 0 | 0 | 0 | 6.628 | 53.644 | 6.297 | 0
750 | 0 | 0 | 0 | 13.184 | 39.911 | 12.524 | 0
751 | 0.854 | 0.507 | 0 | 24.119 | 14.788 | 24.249 | 0
752 | 0 | 17.113 | 0 | 14.196 | 0 | 29.743 | 0
753 | 0 | 41.032 | 73.406 | 67.651 | 0 | 21.833 | 11.68
754 | 0 | 61.406 | 194.008 | 167.879 | 11.373 | 10.343 | 23.171
755 | 0 | 74.35 | 194.008 | 154.935 | 36.231 | 7.084 | 26.43
756 | 0 | 82.418 | 194.008 | 146.867 | 69.491 | 7.254 | 26.259
757 | 0 | 84.222 | 194.008 | 145.063 | 104.632 | 7.565 | 25.948
758 | 0 | 82.333 | 194.008 | 146.952 | 137.805 | 8.05 | 25.463
759 | 0 | 75.764 | 40.487 | 0 | 176.672 | 11.915 | 21.599
760 | 0 | 62.395 | 133.611 | 106.494 | 194.008 | 15.257 | 18.256
761 | 0 | 41.731 | 82.317 | 75.863 | 194.008 | 22.083 | 11.43
762 | 0 | 15.496 | 0 | 19.781 | 173.402 | 28.34 | 5.173
763 | 0 | 0 | 0 | 35.277 | 136.655 | 31.856 | 1.657
764 | 0 | 0 | 0 | 30.416 | 104.972 | 27.818 | 1.076
765 | 0 | 0 | 0 | 17.81 | 86.42 | 16.919 | 0
766 | 0 | 0 | 0 | 7.347 | 78.767 | 6.979 | 0
767 | 0 | 0 | 0 | 2.947 | 75.698 | 2.8 | 0
768 | 0 | 0 | 0 | 2.063 | 73.549 | 1.96 | 0
769 | 0 | 0 | 0 | 2.69 | 70.747 | 2.555 | 0
770 | 0 | 0 | 0 | 2.531 | 68.11 | 2.404 | 0
771 | 0 | 0 | 0 | 3.616 | 64.344 | 3.435 | 0
772 | 0 | 0 | 0 | 4.352 | 59.81 | 4.135 | 0
773 | 0 | 0 | 0 | 6.693 | 52.838 | 6.359 | 0
774 | 0 | 0 | 0 | 13.231 | 39.055 | 12.57 | 0
775 | 0 | 0.528 | 0 | 24.884 | 13.135 | 24.141 | 0
776 | 0 | 16.876 | 0 | 12.609 | 0 | 28.01 | 0
777 | 0 | 39.812 | 4.534 | 0 | 4.353 | 23.136 | 10.378
778 | 0 | 59.776 | 194.008 | 169.509 | 14.028 | 12.406 | 21.107
779 | 0 | 72.723 | 194.008 | 156.563 | 37.19 | 6.961 | 26.553
780 | 0 | 80.948 | 194.008 | 148.337 | 68.92 | 7.994 | 25.519
781 | 0 | 82.737 | 194.008 | 146.549 | 102.512 | 9.687 | 23.826
782 | 0 | 80.82 | 132.267 | 86.724 | 139.151 | 8.196 | 25.317
783 | 0 | 74.345 | 194.008 | 154.941 | 164.002 | 10.81 | 22.703
784 | 0 | 61.116 | 25.839 | 0 | 188.808 | 15.699 | 17.815
785 | 0 | 40.694 | 5.417 | 0 | 194.008 | 19.029 | 14.484
786 | 0 | 15.215 | 0 | 20.063 | 173.109 | 27.525 | 5.988
787 | 0 | 0 | 0 | 35.277 | 136.362 | 30.329 | 3.184
788 | 0 | 0 | 0 | 35.277 | 99.615 | 25.729 | 7.784
789 | 0 | 0 | 0 | 22.156 | 76.536 | 16.741 | 4.307
790 | 0 | 0 | 0 | 5.635 | 70.666 | 5.354 | 0
791 | 0 | 0 | 0 | 3.057 | 67.483 | 2.904 | 0
792 | 0 | 0 | 0 | 2.376 | 65.008 | 2.257 | 0
793 | 0 | 0 | 0 | 2.693 | 62.202 | 2.559 | 0
794 | 0 | 0 | 0 | 2.59 | 59.504 | 2.46 | 0
795 | 0 | 0 | 0 | 3.063 | 56.313 | 2.91 | 0
796 | 0 | 0 | 0 | 3.897 | 52.254 | 3.703 | 0
797 | 0 | 0 | 0 | 8.262 | 43.647 | 7.849 | 0
798 | 0 | 0 | 0 | 15.526 | 27.474 | 14.75 | 0
799 | 0 | 0.511 | 0 | 20.433 | 6.19 | 19.897 | 0
800 | 0 | 16.607 | 0 | 5.942 | 0 | 21.421 | 0
801 | 0 | 39.713 | 56.577 | 52.141 | 0 | 19.082 | 14.432
802 | 0 | 59.59 | 175.645 | 151.332 | 10.982 | 15.873 | 17.64
803 | 0 | 73.414 | 194.008 | 155.871 | 34.864 | 11.609 | 21.904
804 | 0 | 82.419 | 194.008 | 146.866 | 68.126 | 11.31 | 22.203
805 | 0 | 85.014 | 194.008 | 144.271 | 104.091 | 14.436 | 19.078
806 | 0 | 82.724 | 194.008 | 146.562 | 137.67 | 14.103 | 19.41
807 | 0 | 75.349 | 194.008 | 153.936 | 163.568 | 16.371 | 17.142
808 | 0 | 61.462 | 26.185 | 0 | 188.705 | 17.085 | 16.429
809 | 0 | 40.801 | 5.524 | 0 | 194.008 | 22.718 | 10.795
810 | 0 | 15.178 | 0 | 20.099 | 173.071 | 31.55 | 1.963
811 | 0 | 0 | 0 | 35.277 | 136.324 | 29.858 | 3.655
812 | 0 | 0 | 0 | 35.277 | 99.577 | 21.78 | 11.734
813 | 0 | 0 | 0 | 14.335 | 84.645 | 12.455 | 1.163
814 | 0 | 0 | 0 | 6.174 | 78.213 | 5.866 | 0
815 | 0 | 0 | 0 | 3.581 | 74.482 | 3.402 | 0
816 | 0 | 0 | 0 | 1.919 | 72.483 | 1.823 | 0
817 | 0 | 0 | 0 | 2.618 | 69.756 | 2.487 | 0
818 | 0 | 0 | 0 | 3.098 | 66.529 | 2.943 | 0
819 | 0 | 0 | 0 | 3.736 | 62.638 | 3.549 | 0
820 | 0 | 0 | 0 | 4.738 | 57.703 | 4.501 | 0
821 | 0 | 0 | 0 | 8.373 | 48.981 | 7.954 | 0
822 | 0 | 0 | 0 | 14.453 | 33.926 | 13.73 | 0
823 | 0 | 0.531 | 0 | 22.371 | 10.624 | 21.756 | 0
824 | 0 | 16.473 | 0 | 10.199 | 0 | 25.338 | 0
825 | 0 | 39.735 | 56.866 | 52.408 | 0 | 18.978 | 14.535
826 | 0 | 59.928 | 161.592 | 136.942 | 12.481 | 17.389 | 16.125
827 | 0 | 73.718 | 194.008 | 155.567 | 36.68 | 13.043 | 20.471
828 | 0 | 82.755 | 194.008 | 146.53 | 70.292 | 12.488 | 21.026
829 | 0 | 85.41 | 194.008 | 143.875 | 106.67 | 12.341 | 21.173
830 | 0 | 83.573 | 194.008 | 145.713 | 141.133 | 12.554 | 20.959
831 | 0 | 76.36 | 194.008 | 152.925 | 168.085 | 17.019 | 16.495
832 | 0 | 62.281 | 27.004 | 0 | 194.008 | 19.437 | 14.076
833 | 0 | 41.315 | 77.018 | 70.98 | 194.008 | 27.633 | 5.881
834 | 0 | 15.329 | 0 | 19.949 | 173.228 | 30.369 | 3.144
835 | 0 | 0 | 0 | 35.277 | 136.481 | 29.659 | 3.855
836 | 0 | 0 | 0 | 28.409 | 106.888 | 23.718 | 3.271
837 | 0 | 0 | 0 | 15.05 | 91.211 | 14.298 | 0
838 | 0 | 0 | 0 | 8.031 | 82.844 | 7.63 | 0
839 | 0 | 0 | 0 | 4.276 | 78.391 | 4.062 | 0
840 | 0 | 0 | 0 | 2.456 | 75.832 | 2.334 | 0
841 | 0 | 0 | 0 | 2.942 | 72.768 | 2.795 | 0
842 | 0 | 0 | 0 | 3.193 | 69.442 | 3.033 | 0
843 | 0 | 0 | 0 | 2.902 | 66.419 | 2.757 | 0
844 | 0 | 0 | 0 | 3.908 | 62.348 | 3.713 | 0
845 | 0 | 0 | 0 | 6.822 | 55.241 | 6.481 | 0
846 | 0 | 0 | 0 | 14.765 | 39.861 | 14.027 | 0
847 | 0 | 0.524 | 0 | 26.06 | 12.715 | 25.255 | 0
848 | 0 | 16.176 | 0 | 12.206 | 0 | 26.963 | 0
849 | 0 | 39.654 | 55.826 | 51.45 | 0 | 27.182 | 6.331
850 | 0 | 60.528 | 194.008 | 168.757 | 10.459 | 14.044 | 19.469
851 | 0 | 74.227 | 194.008 | 155.058 | 35.187 | 7.466 | 26.047
852 | 0 | 83.282 | 194.008 | 146.003 | 69.349 | 8.134 | 25.38
853 | 0 | 85.489 | 194.008 | 143.796 | 105.809 | 7.566 | 25.948
854 | 0 | 83.463 | 194.008 | 145.822 | 140.159 | 10.547 | 22.966
855 | 0 | 75.992 | 73.31 | 32.595 | 176.583 | 10.02 | 23.493
856 | 0 | 61.824 | 194.008 | 167.461 | 188.392 | 15.474 | 18.039
857 | 0 | 41.127 | 5.85 | 0 | 194.008 | 19.04 | 14.473
858 | 0 | 15.36 | 0 | 16.954 | 176.347 | 28.148 | 2.55
859 | 0 | 0 | 0 | 35.235 | 139.645 | 33.473 | 0
860 | 0 | 0 | 0 | 30.833 | 107.526 | 29.292 | 0
861 | 0 | 0 | 0 | 18.158 | 88.612 | 17.25 | 0
862 | 0 | 0 | 0 | 8.72 | 79.529 | 8.284 | 0
863 | 0 | 0 | 0 | 3.132 | 76.267 | 2.975 | 0
864 | 0 | 0 | 0 | 2.182 | 73.994 | 2.073 | 0
865 | 0 | 0 | 0 | 2.733 | 71.146 | 2.597 | 0
866 | 0 | 0 | 0 | 2.839 | 68.189 | 2.697 | 0
867 | 0 | 0 | 0 | 2.754 | 65.32 | 2.616 | 0
868 | 0 | 0 | 0 | 4.335 | 60.804 | 4.118 | 0
869 | 0 | 0 | 0 | 5.912 | 54.646 | 5.616 | 0
870 | 0 | 0 | 0 | 13.017 | 41.087 | 12.366 | 0
871 | 0 | 0.541 | 0 | 24.221 | 15.856 | 23.524 | 0
872 | 0 | 16.111 | 0 | 15.222 | 0 | 29.767 | 0
873 | 0 | 39.319 | 51.549 | 47.507 | 0 | 25.665 | 7.848
874 | 0 | 59.634 | 194.008 | 169.651 | 9.527 | 12.946 | 20.568
875 | 0 | 73.164 | 194.008 | 156.121 | 33.149 | 7.467 | 26.046
876 | 0 | 81.455 | 194.008 | 147.83 | 65.406 | 6.54 | 26.973
877 | 0 | 83.556 | 194.008 | 145.729 | 99.853 | 8.156 | 25.357
878 | 0 | 81.466 | 194.008 | 147.819 | 132.122 | 9.207 | 24.306
879 | 0 | 74.534 | 39.256 | 0 | 169.808 | 12.225 | 21.288
880 | 0 | 60.789 | 29.076 | 3.564 | 194.008 | 17.755 | 15.758
881 | 0 | 40.496 | 66.562 | 61.344 | 194.008 | 23.07 | 10.443
882 | 0 | 15.134 | 0 | 18.919 | 174.301 | 31.332 | 1.018
883 | 0.072 | 0.002 | 0 | 35.275 | 137.556 | 33.585 | 0
884 | 0 | 0 | 0 | 28.631 | 107.732 | 27.199 | 0
885 | 0 | 0 | 0 | 16.989 | 90.035 | 16.14 | 0
886 | 0 | 0 | 0 | 7.257 | 82.476 | 6.894 | 0
887 | 0 | 0 | 0 | 3.566 | 78.761 | 3.388 | 0
888 | 0 | 0 | 0 | 2.321 | 76.344 | 2.205 | 0
889 | 0 | 0 | 0 | 2.634 | 73.6 | 2.502 | 0
890 | 0 | 0 | 0 | 2.927 | 70.55 | 2.781 | 0
891 | 0 | 0 | 0 | 3.088 | 67.334 | 2.933 | 0
892 | 0 | 0 | 0 | 4.323 | 62.831 | 4.107 | 0
893 | 0 | 0 | 0 | 7.476 | 55.043 | 7.102 | 0
894 | 0 | 0 | 0 | 12.997 | 41.505 | 12.347 | 0
895 | 0 | 0.553 | 0 | 25.391 | 15.056 | 24.647 | 0
896 | 0 | 15.945 | 0 | 14.454 | 0 | 28.879 | 0
897 | 0 | 39.118 | 48.992 | 45.151 | 0 | 23.056 | 10.457
898 | 0 | 59.216 | 194.008 | 170.069 | 9.093 | 12.947 | 20.567
899 | 0 | 71.499 | 194.008 | 157.786 | 30.98 | 9.482 | 24.031
900 | 0 | 79.973 | 194.008 | 149.313 | 61.694 | 7.075 | 26.439
901 | 0 | 82.074 | 132.662 | 85.865 | 99.607 | 7.273 | 26.24
902 | 0 | 79.964 | 194.008 | 149.321 | 130.312 | 8.438 | 25.076
903 | 0 | 72.97 | 37.693 | 0 | 166.497 | 11.086 | 22.427
904 | 0 | 59.478 | 24.2 | 0 | 189.729 | 15.806 | 17.707
905 | 0 | 39.734 | 4.457 | 0 | 194.008 | 21.352 | 12.162
906 | 0 | 15.004 | 0 | 18.909 | 174.311 | 30.736 | 1.481
907 | 0 | 0.002 | 0 | 32.125 | 140.847 | 30.521 | 0
908 | 0 | 0 | 0 | 33.088 | 106.38 | 31.434 | 0
909 | 0 | 0 | 0 | 21.222 | 84.274 | 20.161 | 0
910 | 0 | 0 | 0 | 7.977 | 75.964 | 7.579 | 0
911 | 0 | 0 | 0 | 3.075 | 72.761 | 2.921 | 0
912 | 0 | 0 | 0 | 1.881 | 70.802 | 1.787 | 0
913 | 0 | 0 | 0 | 2.407 | 68.295 | 2.286 | 0
914 | 0 | 0 | 0 | 2.705 | 65.477 | 2.57 | 0
915 | 0 | 0 | 0 | 2.763 | 62.6 | 2.625 | 0
916 | 0 | 0 | 0 | 3.274 | 59.189 | 3.11 | 0
917 | 0 | 0 | 0 | 7.831 | 51.032 | 7.439 | 0
918 | 0 | 0 | 0 | 12.391 | 38.125 | 11.772 | 0
919 | 0 | 0.565 | 0 | 21.956 | 15.254 | 21.395 | 0
920 | 0 | 15.784 | 0 | 14.644 | 0 | 28.907 | 0
921 | 0 | 38.241 | 37.808 | 34.844 | 0 | 23.368 | 10.145
922 | 0 | 58.227 | 194.008 | 171.059 | 8.062 | 11.686 | 21.828
923 | 0 | 71.064 | 194.008 | 158.221 | 29.495 | 7.482 | 26.032
924 | 0 | 79.306 | 194.008 | 149.979 | 59.515 | 6.725 | 26.788
925 | 0 | 81.211 | 194.008 | 148.074 | 91.519 | 10.113 | 23.4
926 | 0 | 79.453 | 44.175 | 0 | 133.927 | 8.376 | 25.137
927 | 0 | 72.576 | 37.299 | 0 | 169.734 | 11.328 | 22.185
928 | 0 | 59.307 | 61.429 | 37.399 | 189.748 | 15.644 | 17.869
929 | 0 | 39.714 | 4.437 | 0 | 194.008 | 20.722 | 12.791
930 | 0 | 15.174 | 0 | 20.103 | 173.067 | 26.859 | 6.655
931 | 0 | 0.004 | 0 | 31.919 | 139.818 | 30.328 | 0
932 | 0 | 0 | 0 | 33.603 | 104.815 | 27.118 | 4.805
933 | 0 | 0 | 0 | 21.932 | 81.969 | 20.835 | 0
934 | 0 | 0 | 0 | 7.623 | 74.028 | 7.242 | 0
935 | 0 | 0 | 0 | 2.438 | 71.489 | 2.316 | 0
936 | 0 | 0 | 0 | 2.4 | 68.989 | 2.28 | 0
937 | 0 | 0 | 0 | 2.657 | 66.221 | 2.524 | 0
938 | 0 | 0 | 0 | 2.851 | 63.251 | 2.709 | 0
939 | 0 | 0 | 0 | 2.796 | 60.339 | 2.656 | 0
940 | 0 | 0 | 0 | 3.789 | 56.392 | 3.599 | 0
941 | 0 | 0 | 0 | 5.631 | 50.526 | 5.35 | 0
942 | 0 | 0 | 0 | 13.566 | 36.395 | 12.888 | 0
943 | 0 | 0.589 | 0 | 22.352 | 13.112 | 21.794 | 0
944 | 0 | 16.28 | 0 | 12.587 | 0 | 27.424 | 0
945 | 0 | 39.234 | 50.469 | 46.512 | 0 | 22.479 | 11.034
946 | 0 | 59.466 | 194.008 | 169.819 | 9.353 | 11.517 | 21.996
947 | 0 | 72.276 | 36.999 | 0 | 44.872 | 8.202 | 25.311
948 | 0 | 81.142 | 194.008 | 148.143 | 76.804 | 5.829 | 27.685
949 | 0 | 83.597 | 194.008 | 145.688 | 111.293 | 6.04 | 27.474
950 | 0 | 82.047 | 194.008 | 147.238 | 144.168 | 7.548 | 25.966
951 | 0 | 75.176 | 194.008 | 154.109 | 169.885 | 9.665 | 23.848
952 | 0 | 61.911 | 118.928 | 92.294 | 187.916 | 14.651 | 18.863
953 | 0 | 41.623 | 6.345 | 0 | 194.008 | 19.207 | 14.306
954 | 0 | 15.933 | 0 | 19.344 | 173.858 | 30.474 | 3.04
955 | 0.271 | 0.008 | 0 | 35.269 | 137.119 | 33.784 | 0
956 | 0 | 0 | 0 | 35.277 | 100.372 | 27.195 | 6.319
957 | 0 | 0 | 0 | 25.941 | 73.35 | 17.914 | 6.729
958 | 0 | 0 | 0 | 6.661 | 66.412 | 6.327 | 0
959 | 0 | 0 | 0 | 2.603 | 63.701 | 2.473 | 0
960 | 0 | 0 | 0 | 2.126 | 61.486 | 2.019 | 0
961 | 0 | 0 | 0 | 2.164 | 59.232 | 2.056 | 0
962 | 0 | 0 | 0 | 2.524 | 56.603 | 2.398 | 0
963 | 0 | 0 | 0 | 3.884 | 52.558 | 3.689 | 0
964 | 0 | 0 | 0 | 4.22 | 48.162 | 4.009 | 0
965 | 0 | 0 | 0 | 7.904 | 39.928 | 7.509 | 0
966 | 0 | 0 | 0 | 12.715 | 26.683 | 12.079 | 0
967 | 0 | 0.63 | 0 | 16.974 | 9.002 | 16.724 | 0
968 | 0 | 16.725 | 0 | 8.642 | 0 | 24.098 | 0
969 | 0 | 39.773 | 57.346 | 52.85 | 0 | 24.159 | 9.354
970 | 0 | 60.401 | 194.008 | 168.884 | 10.327 | 14.06 | 19.453
971 | 0 | 73.851 | 194.008 | 155.434 | 34.665 | 11.391 | 22.122
972 | 0 | 82.67 | 194.008 | 146.615 | 68.188 | 12.253 | 21.261
973 | 0 | 85.236 | 194.008 | 144.049 | 104.385 | 11.983 | 21.53
974 | 0 | 83.424 | 194.008 | 145.861 | 138.694 | 14.568 | 18.946
975 | 0 | 76.31 | 194.008 | 152.975 | 165.592 | 17.499 | 16.014
976 | 0 | 62.537 | 75.94 | 48.681 | 187.786 | 20.855 | 12.658
977 | 0 | 41.759 | 6.481 | 0 | 194.008 | 26.946 | 6.567
978 | 0 | 15.898 | 0 | 19.379 | 173.822 | 31.319 | 2.194
979 | 0 | 0.012 | 0 | 31.199 | 141.322 | 29.65 | 0
980 | 0 | 0 | 0 | 35.277 | 104.575 | 19.249 | 14.264
981 | 0 | 0 | 0 | 28.542 | 74.843 | 12.779 | 14.336
982 | 0 | 0 | 0 | 6.609 | 67.959 | 6.278 | 0
983 | 0 | 0 | 0 | 3.611 | 64.198 | 3.43 | 0
984 | 0 | 0 | 0 | 2.302 | 61.8 | 2.187 | 0
985 | 0 | 0 | 0 | 2.386 | 59.315 | 2.266 | 0
986 | 0 | 0 | 0 | 2.675 | 56.528 | 2.542 | 0
987 | 0 | 0 | 0 | 2.684 | 53.732 | 2.55 | 0
988 | 0 | 0 | 0 | 4.486 | 49.059 | 4.261 | 0
989 | 0 | 0 | 0 | 8.315 | 40.398 | 7.899 | 0
990 | 0 | 0 | 0 | 14.867 | 24.912 | 14.124 | 0
991 | 0 | 0.618 | 0 | 16.438 | 7.789 | 16.203 | 0
992 | 0 | 15.833 | 0 | 7.478 | 0 | 22.145 | 0
993 | 0 | 39.301 | 51.326 | 47.302 | 0 | 19.882 | 13.632
994 | 0 | 59.705 | 194.008 | 169.58 | 9.601 | 17.384 | 16.129
995 | 0 | 72.969 | 194.008 | 156.316 | 33.02 | 12.596 | 20.917
996 | 0 | 81.549 | 46.272 | 0 | 77.441 | 13.126 | 20.387
997 | 0 | 83.659 | 194.008 | 145.626 | 111.995 | 11.976 | 21.538
998 | 0 | 81.721 | 194.008 | 147.564 | 144.529 | 12.888 | 20.626
999 | 0 | 74.593 | 90.043 | 50.727 | 178.13 | 16.891 | 16.622
1000 | 0 | 60.872 | 194.008 | 168.413 | 188.947 | 19.132 | 14.381
1001 | 0 | 40.549 | 5.272 | 0 | 194.008 | 25.53 | 7.983
1002 | 0 | 15.346 | 0 | 19.931 | 173.246 | 25.972 | 7.542
1003 | 0 | 0.012 | 0 | 26.684 | 145.45 | 25.361 | 0
1004 | 0 | 0 | 0 | 33.379 | 110.68 | 19.289 | 12.421
1005 | 0 | 0 | 0 | 14.31 | 95.774 | 13.594 | 0
1006 | 0 | 0 | 0 | 10.656 | 84.673 | 10.123 | 0
1007 | 0 | 0 | 0 | 3.669 | 80.851 | 3.486 | 0
1008 | 0 | 0 | 0 | 2.101 | 78.663 | 1.996 | 0
1009 | 0 | 0 | 0 | 2.194 | 76.377 | 2.085 | 0
1010 | 0 | 0 | 0 | 2.489 | 73.785 | 2.364 | 0
1011 | 0 | 0 | 0 | 2.615 | 71.061 | 2.484 | 0
1012 | 0 | 0 | 0 | 3.292 | 67.632 | 3.127 | 0
1013 | 0 | 0 | 0 | 6.11 | 61.268 | 5.804 | 0
1014 | 0 | 0 | 0 | 15.108 | 45.53 | 14.353 | 0
1015 | 0 | 0.62 | 0 | 25.334 | 19.14 | 24.657 | 0
1016 | 0 | 15.485 | 0 | 18.375 | 0 | 32.166 | 0
1017 | 0 | 38.348 | 39.169 | 36.099 | 0 | 24.992 | 8.521
1018 | 0 | 58.445 | 194.008 | 170.84 | 8.289 | 15.51 | 18.004
1019 | 0 | 71.782 | 194.008 | 157.503 | 30.471 | 8.006 | 25.508
1020 | 0 | 80.305 | 194.008 | 148.98 | 61.531 | 6.181 | 27.332
1021 | 0 | 82.373 | 194.008 | 146.912 | 94.745 | 6.78 | 26.733
1022 | 0 | 80.342 | 152.954 | 107.889 | 129.197 | 8.414 | 25.099
1023 | 0 | 73.381 | 38.104 | 0 | 165.777 | 10.175 | 23.338
1024 | 0 | 59.91 | 24.633 | 0 | 189.424 | 15.916 | 17.598
1025 | 0 | 40.052 | 4.774 | 0 | 194.008 | 24.311 | 9.202
1026 | 0 | 15.261 | 0 | 19.85 | 173.331 | 31.575 | 1.781
1027 | 0 | 0.016 | 0 | 33.955 | 137.961 | 32.272 | 0
1028 | 0 | 0 | 0 | 31.89 | 104.743 | 30.295 | 0
1029 | 0 | 0 | 0 | 17.675 | 86.331 | 16.791 | 0
1030 | 0 | 0 | 0 | 7.285 | 78.742 | 6.921 | 0
1031 | 0 | 0 | 0 | 2.747 | 75.88 | 2.61 | 0
1032 | 0 | 0 | 0 | 2.296 | 73.488 | 2.181 | 0
1033 | 0 | 0 | 0 | 2.442 | 70.945 | 2.32 | 0
1034 | 0 | 0 | 0 | 2.606 | 68.23 | 2.476 | 0
1035 | 0 | 0 | 0 | 2.975 | 65.131 | 2.826 | 0
1036 | 0 | 0 | 0 | 3.321 | 61.671 | 3.155 | 0
1037 | 0 | 0 | 0 | 6.912 | 54.472 | 6.566 | 0
1038 | 0 | 0 | 0 | 13.722 | 40.178 | 13.036 | 0
1039 | 0 | 0.647 | 0 | 24.342 | 14.821 | 23.74 | 0
1040 | 0 | 15.574 | 0 | 14.228 | 0 | 28.312 | 0
1041 | 0 | 38.232 | 37.683 | 34.729 | 0 | 20.483 | 13.031
1042 | 0 | 58.057 | 194.008 | 171.228 | 7.885 | 9.697 | 23.816
1043 | 0 | 70.764 | 35.487 | 0 | 41.952 | 7.18 | 26.333
1044 | 0 | 79.215 | 43.938 | 0 | 84.132 | 8.312 | 25.202
1045 | 0 | 81.167 | 161.598 | 115.708 | 118.737 | 8.765 | 24.749
1046 | 0 | 79.25 | 194.008 | 150.035 | 148.699 | 9.369 | 24.144
1047 | 0 | 72.134 | 194.008 | 157.151 | 171.248 | 10.463 | 23.05
1048 | 0 | 58.986 | 23.709 | 0 | 194.008 | 15.61 | 17.904
1049 | 0 | 39.63 | 55.523 | 51.17 | 194.008 | 20.72 | 12.794
1050 | 0 | 15.107 | 0 | 15.185 | 178.19 | 28.777 | 0
1051 | 3.047 | 0.014 | 0 | 32.206 | 144.643 | 33.656 | 0
1052 | 0 | 0 | 0 | 29.844 | 113.555 | 28.352 | 0
1053 | 0 | 0 | 0 | 20.017 | 92.705 | 19.016 | 0
1054 | 0 | 0 | 0 | 8.708 | 83.634 | 8.273 | 0
1055 | 0 | 0 | 0 | 3.493 | 79.996 | 3.318 | 0
1056 | 0 | 0 | 0 | 1.844 | 78.075 | 1.752 | 0
1057 | 0 | 0 | 0 | 2.323 | 75.655 | 2.207 | 0
1058 | 0 | 0 | 0 | 2.832 | 72.705 | 2.691 | 0
1059 | 0 | 0 | 0 | 2.886 | 69.699 | 2.742 | 0
1060 | 0 | 0 | 0 | 3.821 | 65.718 | 3.63 | 0
1061 | 0 | 0 | 0 | 6.597 | 58.847 | 6.267 | 0
1062 | 0 | 0 | 0 | 14.937 | 43.287 | 14.191 | 0
1063 | 3.047 | 0.654 | 0 | 25.841 | 16.369 | 28.217 | 0
1064 | 0.451 | 15.195 | 0 | 15.715 | 0 | 29.814 | 0
1065 | 0 | 37.675 | 30.584 | 28.186 | 0 | 25.577 | 7.936
1066 | 0 | 57.402 | 194.008 | 171.883 | 7.203 | 13.428 | 20.086
1067 | 0 | 69.974 | 194.008 | 159.311 | 27.502 | 7.467 | 26.046
1068 | 0 | 78.39 | 145.755 | 102.642 | 60.507 | 8.945 | 24.569
1069 | 0 | 80.602 | 45.325 | 0 | 104.019 | 7.797 | 25.716
1070 | 0 | 78.263 | 194.008 | 151.022 | 132.953 | 8.783 | 24.73
1071 | 0 | 71.581 | 36.304 | 0 | 167.804 | 11.733 | 21.78
1072 | 0 | 58.72 | 23.443 | 0 | 190.309 | 13.546 | 19.967
1073 | 0 | 39.13 | 3.853 | 0 | 194.008 | 19.325 | 14.189
1074 | 0 | 14.971 | 0 | 17.112 | 176.183 | 30.479 | 0
1075 | 3.047 | 0.017 | 0 | 34.896 | 139.833 | 36.214 | 0
1076 | 0 | 0 | 0 | 30.376 | 108.191 | 28.857 | 0
1077 | 0 | 0 | 0 | 19.114 | 88.281 | 18.158 | 0
1078 | 0 | 0 | 0 | 6.709 | 81.292 | 6.374 | 0
1079 | 0 | 0 | 0 | 2.601 | 78.582 | 2.471 | 0
1080 | 0 | 0 | 0 | 2.265 | 76.223 | 2.152 | 0
1081 | 0 | 0 | 0 | 2.709 | 73.401 | 2.573 | 0
1082 | 0 | 0 | 0 | 2.618 | 70.674 | 2.487 | 0
1083 | 0 | 0 | 0 | 3.112 | 67.432 | 2.957 | 0
1084 | 0 | 0 | 0 | 4.017 | 63.247 | 3.816 | 0
1085 | 0 | 0 | 0 | 6.501 | 56.475 | 6.176 | 0
1086 | 0 | 0 | 0 | 13.554 | 42.356 | 12.877 | 0
1087 | 3.047 | 0.67 | 0 | 24.137 | 17.213 | 26.613 | 0
1088 | 0.374 | 15.131 | 0 | 16.524 | 0 | 30.446 | 0
1089 | 0 | 36.872 | 20.339 | 18.745 | 0 | 22.296 | 11.218
1090 | 0 | 55.713 | 20.435 | 0 | 19.618 | 12.466 | 21.048
1091 | 0 | 68.942 | 194.008 | 160.343 | 38.841 | 7.175 | 26.338
1092 | 0 | 76.769 | 41.492 | 0 | 78.674 | 6.757 | 26.756
1093 | 0 | 78.988 | 194.008 | 150.298 | 108.362 | 8.681 | 24.832
1094 | 0 | 77.436 | 63.004 | 20.845 | 147.132 | 9.926 | 23.587
1095 | 0 | 70.647 | 194.008 | 158.639 | 168.131 | 11.487 | 22.026
1096 | 0 | 58.396 | 23.119 | 0 | 190.325 | 15.013 | 18.5
1097 | 0 | 39.114 | 3.836 | 0 | 194.008 | 18.525 | 14.989
1098 | 0 | 15.09 | 0 | 15.973 | 177.37 | 29.509 | 0
1099 | 3.047 | 0.023 | 0 | 34.422 | 141.514 | 35.769 | 0
1100 | 0 | 0 | 0 | 30.778 | 109.454 | 29.239 | 0
1101 | 0 | 0 | 0 | 21.564 | 86.991 | 20.486 | 0
1102 | 0 | 0 | 0 | 8.029 | 78.628 | 7.627 | 0
1103 | 0 | 0 | 0 | 3.574 | 74.906 | 3.395 | 0
1104 | 0 | 0 | 0 | 1.921 | 72.904 | 1.825 | 0
1105 | 0 | 0 | 0 | 2.414 | 70.39 | 2.293 | 0
1106 | 0 | 0 | 0 | 2.408 | 67.882 | 2.288 | 0
1107 | 0 | 0 | 0 | 4.344 | 63.357 | 4.127 | 0
1108 | 0 | 0 | 0 | 4.865 | 58.289 | 4.622 | 0
1109 | 0 | 0 | 0 | 6.88 | 51.122 | 6.536 | 0
1110 | 0 | 0 | 0 | 12.434 | 38.17 | 11.813 | 0
1111 | 0.653 | 0.687 | 0 | 24.368 | 12.786 | 24.455 | 0
1112 | 0 | 15.138 | 0 | 12.275 | 0 | 26.042 | 0
1113 | 0 | 37.626 | 2.349 | 0 | 2.255 | 19.556 | 13.957
1114 | 0 | 57.399 | 194.008 | 171.886 | 9.454 | 9.16 | 24.354
1115 | 0 | 69.62 | 194.008 | 159.666 | 29.384 | 7.653 | 25.861
1116 | 0 | 77.479 | 194.008 | 151.806 | 57.5 | 6.467 | 27.046
1117 | 0 | 79.32 | 44.043 | 0 | 99.781 | 7.215 | 26.298
1118 | 0 | 77.591 | 42.314 | 0 | 140.402 | 7.116 | 26.398
1119 | 0 | 70.954 | 116.06 | 80.382 | 168.088 | 9.948 | 23.565
1120 | 0 | 58.568 | 23.291 | 0 | 190.447 | 15.144 | 18.369
1121 | 0 | 38.987 | 3.709 | 0 | 194.008 | 18.903 | 14.61
1122 | 0 | 14.909 | 0 | 20.368 | 172.791 | 28.89 | 4.623
1123 | 0 | 0.025 | 0 | 34.826 | 136.514 | 33.109 | 0
1124 | 0 | 0 | 0 | 28.568 | 106.756 | 27.139 | 0
1125 | 0 | 0 | 0 | 29.894 | 75.616 | 19.519 | 8.88
1126 | 0 | 0 | 0 | 8.336 | 66.933 | 7.919 | 0
1127 | 0 | 0 | 0 | 2.699 | 64.122 | 2.564 | 0
1128 | 0 | 0 | 0 | 2.553 | 61.462 | 2.426 | 0
1129 | 0 | 0 | 0 | 2.217 | 59.153 | 2.106 | 0
1130 | 0 | 0 | 0 | 2.594 | 56.451 | 2.464 | 0
1131 | 0 | 0 | 0 | 3.081 | 53.241 | 2.927 | 0
1132 | 0 | 0 | 0 | 4.577 | 48.474 | 4.348 | 0
1133 | 0 | 0 | 0 | 8.009 | 40.131 | 7.609 | 0
1134 | 0 | 0 | 0 | 12.975 | 26.615 | 12.326 | 0
1135 | 0 | 0.715 | 0 | 19.039 | 6.783 | 18.766 | 0
1136 | 0 | 15.209 | 0 | 6.512 | 0 | 20.635 | 0
1137 | 0 | 37.406 | 27.152 | 25.024 | 0 | 18.276 | 15.238
1138 | 0 | 57.339 | 194.008 | 171.947 | 7.137 | 16.564 | 16.949
1139 | 0 | 70.699 | 194.008 | 158.586 | 28.191 | 12.521 | 20.992
1140 | 0 | 79.081 | 194.008 | 150.205 | 57.975 | 10.416 | 23.097
1141 | 0 | 81.498 | 58.376 | 12.155 | 101.355 | 12.352 | 21.161
1142 | 0 | 79.55 | 194.008 | 149.735 | 131.628 | 14.839 | 18.674
1143 | 0 | 72.438 | 37.161 | 0 | 167.303 | 18.109 | 15.404
1144 | 0 | 59.013 | 23.736 | 0 | 190.09 | 19.565 | 13.949
1145 | 0 | 39.359 | 4.081 | 0 | 194.008 | 22.619 | 10.894
1146 | 0 | 15.119 | 0 | 20.158 | 173.01 | 24.971 | 8.543
1147 | 0 | 0.026 | 0 | 28.536 | 143.285 | 27.134 | 0
1148 | 0 | 0 | 0 | 35.277 | 106.538 | 20.315 | 13.198
1149 | 0 | 0 | 0 | 30.326 | 74.948 | 11.94 | 16.869
1150 | 0 | 0 | 0 | 6.429 | 68.251 | 6.108 | 0
1151 | 0 | 0 | 0 | 3.583 | 64.519 | 3.404 | 0
1152 | 0 | 0 | 0 | 2.182 | 62.246 | 2.073 | 0
1153 | 0 | 0 | 0 | 2.762 | 59.369 | 2.624 | 0
1154 | 0 | 0 | 0 | 2.674 | 56.584 | 2.54 | 0
1155 | 0 | 0 | 0 | 2.494 | 53.986 | 2.369 | 0
1156 | 0 | 0 | 0 | 3.678 | 50.154 | 3.495 | 0
1157 | 0 | 0 | 0 | 7.116 | 42.742 | 6.76 | 0
1158 | 0 | 0 | 0 | 13.455 | 28.726 | 12.782 | 0
1159 | 0 | 0.725 | 0 | 20.587 | 7.282 | 20.246 | 0
1160 | 0 | 15.084 | 0 | 6.99 | 0 | 20.971 | 0
1161 | 0 | 37.617 | 29.849 | 27.509 | 0 | 19.286 | 14.228
1162 | 0 | 57.716 | 129.526 | 107.087 | 12.795 | 15.874 | 17.639
1163 | 0 | 72.041 | 194.008 | 157.244 | 35.247 | 13.112 | 20.402
1164 | 0 | 80.642 | 194.008 | 148.643 | 66.658 | 13.262 | 20.252
1165 | 0 | 83.094 | 194.008 | 146.192 | 100.623 | 13.013 | 20.5
1166 | 0 | 81.368 | 194.008 | 147.918 | 132.79 | 10.949 | 22.564
1167 | 0 | 74.035 | 38.758 | 0 | 169.997 | 14.682 | 18.831
1168 | 0 | 60.288 | 25.011 | 0 | 194.008 | 20.723 | 12.79
1169 | 0 | 40.176 | 62.485 | 57.586 | 194.008 | 25.904 | 7.61
1170 | 0 | 15.174 | 0 | 20.104 | 173.067 | 29.867 | 3.646
1171 | 0 | 0.029 | 0 | 32.853 | 138.845 | 31.238 | 0
1172 | 0 | 0 | 0 | 32.994 | 104.476 | 21.966 | 9.378
1173 | 0 | 0 | 0 | 12.595 | 91.356 | 11.965 | 0
1174 | 0 | 0 | 0 | 7.841 | 83.189 | 7.449 | 0
1175 | 0 | 0 | 0 | 4.033 | 78.988 | 3.831 | 0
1176 | 0 | 0 | 0 | 2.424 | 76.463 | 2.303 | 0
1177 | 0 | 0 | 0 | 2.999 | 73.34 | 2.849 | 0
1178 | 0 | 0 | 0 | 2.83 | 70.392 | 2.688 | 0
1179 | 0 | 0 | 0 | 2.65 | 67.631 | 2.518 | 0
1180 | 0 | 0 | 0 | 3.557 | 63.926 | 3.379 | 0
1181 | 0 | 0 | 0 | 6.757 | 56.888 | 6.419 | 0
1182 | 0 | 0 | 0 | 13.019 | 43.327 | 12.368 | 0
1183 | 0 | 0.748 | 0 | 24.159 | 18.161 | 23.662 | 0
1184 | 0 | 15.01 | 0 | 17.435 | 0 | 30.823 | 0
1185 | 0 | 38.192 | 37.176 | 34.261 | 0 | 22.546 | 10.967
1186 | 0 | 58.604 | 194.008 | 170.681 | 8.455 | 12.266 | 21.247
1187 | 0 | 72.458 | 194.008 | 156.828 | 31.34 | 7.033 | 26.48
1188 | 0 | 81.551 | 194.008 | 147.735 | 63.698 | 6.068 | 27.445
1189 | 0 | 83.956 | 194.008 | 145.329 | 98.561 | 6.387 | 27.127
1190 | 0 | 82.031 | 194.008 | 147.254 | 131.419 | 10.45 | 23.064
1191 | 0 | 74.494 | 91.212 | 51.995 | 164.821 | 11.838 | 21.675
1192 | 0 | 60.61 | 25.333 | 0 | 189.141 | 13.75 | 19.763
1193 | 0 | 40.347 | 5.07 | 0 | 194.008 | 19.312 | 14.201
1194 | 0 | 15.078 | 0 | 20.199 | 172.967 | 31.799 | 1.714
1195 | 1.783 | 0.029 | 0 | 35.248 | 136.251 | 35.296 | 0
1196 | 0 | 0 | 0 | 32.537 | 102.358 | 27.765 | 3.145
1197 | 0 | 0 | 0 | 17.361 | 84.273 | 16.493 | 0
1198 | 0 | 0 | 0 | 6.712 | 77.281 | 6.377 | 0
1199 | 0 | 0 | 0 | 3.04 | 74.115 | 2.888 | 0
1200 | 0 | 0 | 0 | 2.059 | 71.97 | 1.956 | 0
1201 | 0 | 0 | 0 | 2.402 | 69.467 | 2.282 | 0
1202 | 0 | 0 | 0 | 2.524 | 66.838 | 2.397 | 0
1203 | 0 | 0 | 0 | 2.865 | 63.854 | 2.721 | 0
1204 | 0 | 0 | 0 | 3.67 | 60.032 | 3.486 | 0
1205 | 0 | 0 | 0 | 6.796 | 52.952 | 6.457 | 0
1206 | 0 | 0 | 0 | 12.951 | 39.461 | 12.303 | 0
1207 | 0 | 0.772 | 0 | 24.759 | 13.671 | 24.254 | 0
1208 | 0 | 15.16 | 0 | 13.124 | 0 | 26.869 | 0
1209 | 0 | 38.576 | 3.299 | 0 | 3.167 | 19.18 | 14.333
1210 | 0 | 59.169 | 194.008 | 170.116 | 12.21 | 10.642 | 22.871
1211 | 0 | 73.069 | 194.008 | 156.216 | 35.733 | 9.242 | 24.271
1212 | 0 | 81.852 | 194.008 | 147.433 | 68.404 | 7.932 | 25.582
1213 | 0 | 84.265 | 94.807 | 45.819 | 111.691 | 7.719 | 25.794
1214 | 0 | 82.015 | 194.008 | 147.27 | 144.532 | 8.894 | 24.619
1215 | 0 | 74.71 | 194.008 | 154.575 | 169.763 | 11.079 | 22.434
1216 | 0 | 60.532 | 25.255 | 0 | 194.008 | 13.63 | 19.883
1217 | 0 | 40.443 | 65.888 | 60.722 | 194.008 | 23.498 | 10.016
1218 | 0 | 15.242 | 0 | 17.133 | 176.161 | 30.756 | 0
1219 | 3.047 | 0.033 | 0 | 32.841 | 141.952 | 34.277 | 0
1220 | 0 | 0 | 0 | 28.763 | 111.99 | 27.325 | 0
1221 | 0 | 0 | 0 | 17.419 | 93.846 | 16.548 | 0
1222 | 0 | 0 | 0 | 7.511 | 86.022 | 7.135 | 0
1223 | 0 | 0 | 0 | 2.764 | 83.142 | 2.626 | 0
1224 | 0 | 0 | 0 | 2.161 | 80.892 | 2.053 | 0
1225 | 0 | 0 | 0 | 2.506 | 78.282 | 2.38 | 0
1226 | 0 | 0 | 0 | 2.799 | 75.366 | 2.659 | 0
1227 | 0 | 0 | 0 | 3.059 | 72.179 | 2.906 | 0
1228 | 0.412 | 0 | 0 | 3.869 | 68.149 | 4.087 | 0
1229 | 3.047 | 0 | 0 | 3.53 | 64.472 | 6.4 | 0
1230 | 3.047 | 0 | 0 | 11.768 | 52.214 | 14.226 | 0
1231 | 0 | 0.807 | 0 | 30.773 | 20.159 | 30.001 | 0
1232 | 3.047 | 15.02 | 0 | 19.352 | 0 | 35.7 | 0
1233 | 0 | 37.936 | 33.914 | 31.255 | 0 | 24.4 | 9.113
1234 | 0 | 58.2 | 194.008 | 171.085 | 8.034 | 14.671 | 18.842
1235 | 0 | 71.376 | 194.008 | 157.91 | 29.793 | 9.162 | 24.351
1236 | 0 | 79.935 | 194.008 | 149.351 | 60.467 | 7.201 | 26.312
1237 | 0 | 82.248 | 46.97 | 0 | 105.558 | 6.72 | 26.793
1238 | 0 | 80.426 | 67.043 | 21.893 | 147.114 | 8.464 | 25.05
1239 | 0 | 73.172 | 194.008 | 156.114 | 170.743 | 9.351 | 24.163
1240 | 0 | 59.512 | 24.234 | 0 | 194.008 | 13.751 | 19.762
1241 | 0 | 39.706 | 56.485 | 52.057 | 194.008 | 21.841 | 11.672
1242 | 0 | 15.018 | 0 | 20.259 | 172.905 | 30.751 | 2.763
1243 | 2.149 | 0.038 | 0 | 35.239 | 136.197 | 35.663 | 0
1244 | 0 | 0 | 0 | 31.564 | 103.318 | 29.964 | 0.022
1245 | 0 | 0 | 0 | 15.847 | 86.81 | 15.055 | 0
1246 | 0 | 0 | 0 | 7.472 | 79.027 | 7.098 | 0
1247 | 0 | 0 | 0 | 2.632 | 76.286 | 2.5 | 0
1248 | 0 | 0 | 0 | 2.011 | 74.191 | 1.911 | 0
1249 | 0 | 0 | 0 | 2.375 | 71.716 | 2.257 | 0
1250 | 0 | 0 | 0 | 2.678 | 68.927 | 2.544 | 0
1251 | 0 | 0 | 0 | 2.687 | 66.128 | 2.553 | 0
1252 | 0 | 0 | 0 | 3.532 | 62.449 | 3.355 | 0
1253 | 0 | 0 | 0 | 6.125 | 56.069 | 5.818 | 0
1254 | 0 | 0 | 0 | 14.295 | 41.178 | 13.58 | 0
1255 | 0 | 0.839 | 0 | 24.438 | 15.721 | 24.014 | 0
1256 | 0 | 15.035 | 0 | 15.092 | 0 | 28.621 | 0
1257 | 0 | 37.724 | 31.204 | 28.758 | 0 | 22.702 | 10.812
1258 | 0 | 57.637 | 194.008 | 171.648 | 7.448 | 11.325 | 22.188
1259 | 0 | 70.383 | 194.008 | 158.902 | 28.173 | 6.972 | 26.542
1260 | 0 | 79.023 | 194.008 | 150.262 | 57.897 | 6.806 | 26.708
1261 | 0 | 80.938 | 45.661 | 0 | 101.732 | 8.165 | 25.349
1262 | 0 | 79.109 | 183.22 | 139.388 | 132.427 | 8.559 | 24.955
1263 | 0 | 72.032 | 36.754 | 0 | 167.711 | 11.092 | 22.422
1264 | 0 | 58.69 | 23.413 | 0 | 190.188 | 14.124 | 19.389
1265 | 0 | 39.257 | 3.98 | 0 | 194.008 | 19.326 | 14.188
1266 | 0 | 15.056 | 0 | 17.323 | 175.963 | 30.76 | 0
1267 | 3.047 | 0.038 | 0 | 30.896 | 143.78 | 32.434 | 0
1268 | 0 | 0 | 0 | 31.66 | 110.801 | 30.077 | 0
1269 | 0 | 0 | 0 | 21.661 | 88.237 | 20.578 | 0
1270 | 0 | 0 | 0 | 8.453 | 79.432 | 8.03 | 0
1271 | 0 | 0 | 0 | 4.071 | 75.191 | 3.868 | 0
1272 | 0 | 0 | 0 | 2.254 | 72.843 | 2.141 | 0
1273 | 0 | 0 | 0 | 2.583 | 70.152 | 2.454 | 0
1274 | 0 | 0 | 0 | 3.035 | 66.991 | 2.883 | 0
1275 | 0 | 0 | 0 | 3.682 | 63.155 | 3.498 | 0
1276 | 0 | 0 | 0 | 4.24 | 58.738 | 4.028 | 0
1277 | 0.604 | 0 | 0 | 8.845 | 49.525 | 9.007 | 0
1278 | 3.047 | 0 | 0 | 11.259 | 37.797 | 13.743 | 0
1279 | 3.047 | 0.857 | 0 | 23.289 | 13.537 | 25.985 | 0
1280 | 3.047 | 15.111 | 0 | 12.996 | 0 | 29.748 | 0
1281 | 0 | 37.577 | 29.329 | 27.029 | 0 | 20.759 | 12.754
1282 | 0 | 57.688 | 194.008 | 171.597 | 7.501 | 10.42 | 23.093
1283 | 0 | 70.68 | 194.008 | 158.605 | 28.535 | 7.798 | 25.716
1284 | 0 | 79.248 | 81.897 | 37.926 | 67.649 | 5.654 | 27.86
1285 | 0 | 81.619 | 194.008 | 147.666 | 100.078 | 7.207 | 26.306
1286 | 0 | 80.042 | 44.765 | 0 | 143.052 | 7.699 | 25.814
1287 | 0 | 72.868 | 194.008 | 156.417 | 166.365 | 9.908 | 23.605
1288 | 0 | 59.452 | 24.175 | 0 | 189.573 | 14.746 | 18.767
1289 | 0 | 39.897 | 4.62 | 0 | 194.008 | 19.896 | 13.617
1290 | 0 | 15.465 | 0 | 19.812 | 173.37 | 26.341 | 7.172
1291 | 0 | 0.044 | 0 | 31.311 | 140.754 | 29.787 | 0
1292 | 0 | 0 | 0 | 35.277 | 104.007 | 26.932 | 6.581
1293 | 0 | 0 | 0 | 22.027 | 81.062 | 18.672 | 2.253
1294 | 0 | 0 | 0 | 8.94 | 71.75 | 8.493 | 0
1295 | 0 | 0 | 0 | 3.205 | 68.411 | 3.045 | 0
1296 | 0 | 0 | 0 | 2.271 | 66.045 | 2.157 | 0
1297 | 0 | 0 | 0 | 2.494 | 63.448 | 2.369 | 0
1298 | 0 | 0 | 0 | 3.159 | 60.158 | 3.001 | 0
1299 | 0 | 0 | 0 | 3.096 | 56.933 | 2.941 | 0
1300 | 0 | 0 | 0 | 4.282 | 52.473 | 4.068 | 0
1301 | 0 | 0 | 0 | 6.514 | 45.687 | 6.189 | 0
1302 | 0 | 0 | 0 | 15.134 | 29.922 | 14.377 | 0
1303 | 0 | 0.923 | 0 | 19.841 | 9.255 | 19.726 | 0
1304 | 0 | 15.284 | 0 | 8.885 | 0 | 22.961 | 0
1305 | 0 | 37.853 | 32.855 | 30.28 | 0 | 20.064 | 13.449
1306 | 0 | 57.758 | 194.008 | 171.527 | 7.574 | 18.903 | 14.61
1307 | 0 | 71.463 | 140.349 | 104.163 | 33.806 | 12.158 | 21.355
1308 | 0 | 80.408 | 45.131 | 0 | 77.132 | 11.723 | 21.79
1309 | 0 | 83.188 | 194.008 | 146.097 | 111.195 | 11.991 | 21.523
1310 | 0 | 81.35 | 194.008 | 147.936 | 143.343 | 13.466 | 20.048
1311 | 0 | 73.597 | 38.319 | 0 | 180.13 | 15.518 | 17.995
1312 | 0 | 59.702 | 194.008 | 169.583 | 189.728 | 18.624 | 14.889
1313 | 0 | 39.735 | 4.458 | 0 | 194.008 | 22.109 | 11.404
1314 | 0 | 15.004 | 0 | 20.273 | 172.89 | 26.246 | 7.267
1315 | 0 | 0.048 | 0 | 26.703 | 145.075 | 25.414 | 0
1316 | 0 | 0 | 0 | 35.277 | 108.328 | 16.901 | 16.612
1317 | 0 | 0 | 0 | 25.681 | 81.577 | 11.226 | 13.171
1318 | 0 | 0 | 0 | 7.675 | 73.582 | 7.291 | 0
1319 | 0 | 0 | 0 | 4.568 | 68.824 | 4.34 | 0
1320 | 0 | 0 | 0 | 2.418 | 66.305 | 2.297 | 0
1321 | 0 | 0 | 0 | 2.929 | 63.253 | 2.783 | 0
1322 | 0 | 0 | 0 | 3.337 | 59.777 | 3.17 | 0
1323 | 0 | 0 | 0 | 3.421 | 56.213 | 3.25 | 0
1324 | 0 | 0 | 0 | 5.955 | 50.009 | 5.658 | 0
1325 | 0 | 0 | 0 | 8.904 | 40.735 | 8.459 | 0
1326 | 0 | 0 | 0 | 13.68 | 26.484 | 12.996 | 0
1327 | 0 | 0.92 | 0 | 18.151 | 7.577 | 18.117 | 0
1328 | 0 | 15.047 | 0 | 7.274 | 0 | 21.205 | 0
1329 | 0 | 38.068 | 35.6 | 32.809 | 0 | 17.29 | 16.223
1330 | 0 | 58.439 | 194.008 | 170.846 | 8.283 | 13.571 | 19.942
1331 | 0 | 71.653 | 194.008 | 157.632 | 30.331 | 14.566 | 18.947
1332 | 0 | 80.471 | 194.008 | 148.814 | 61.563 | 13.037 | 20.476
1333 | 0 | 82.738 | 194.008 | 146.547 | 95.158 | 17.374 | 16.139
1334 | 0 | 80.812 | 109.556 | 64.021 | 133.643 | 14.249 | 19.265
1335 | 0 | 73.458 | 38.181 | 0 | 170.297 | 16.947 | 16.566
1336 | 0 | 59.976 | 24.699 | 0 | 194.008 | 20.854 | 12.66
1337 | 0 | 40.052 | 60.903 | 56.128 | 194.008 | 23.271 | 10.243
1338 | 0 | 15.118 | 0 | 20.159 | 173.009 | 26.983 | 6.531
1339 | 0 | 0.046 | 0 | 26.269 | 145.645 | 25 | 0
1340 | 0 | 0 | 0 | 32.314 | 111.985 | 20.524 | 10.174
1341 | 0 | 0 | 0 | 13.363 | 98.065 | 12.695 | 0
1342 | 0 | 0 | 0 | 6.67 | 91.117 | 6.337 | 0
1343 | 0 | 0 | 0 | 3.831 | 87.127 | 3.639 | 0
1344 | 0 | 0 | 0 | 2.499 | 84.524 | 2.374 | 0
1345 | 0 | 0 | 0 | 3.029 | 81.368 | 2.878 | 0
1346 | 0 | 0 | 0 | 3.785 | 77.425 | 3.596 | 0
1347 | 0 | 0 | 0 | 2.768 | 74.542 | 2.63 | 0
1348 | 0 | 0 | 0 | 4.132 | 70.238 | 3.925 | 0
1349 | 0 | 0 | 0 | 7.6 | 62.322 | 7.22 | 0
1350 | 0 | 0 | 0 | 13.208 | 48.564 | 12.548 | 0
1351 | 0 | 0.964 | 0 | 26.504 | 20.955 | 26.095 | 0
1352 | 0.932 | 15.16 | 0 | 20.117 | 0 | 34.445 | 0
1353 | 0 | 37.971 | 34.358 | 31.664 | 0 | 24.032 | 9.481
1354 | 0 | 58.028 | 194.008 | 171.257 | 7.855 | 13.589 | 19.925
1355 | 0 | 70.97 | 54.394 | 18.701 | 40.592 | 8.945 | 24.568
1356 | 0 | 79.466 | 194.008 | 149.819 | 70.778 | 7.159 | 26.354
1357 | 0 | 81.666 | 46.389 | 0 | 115.311 | 8.639 | 24.875
1358 | 0 | 79.401 | 194.008 | 149.885 | 145.429 | 8.467 | 25.046
1359 | 0 | 72.14 | 194.008 | 157.145 | 167.984 | 9.356 | 24.157
1360 | 0 | 58.604 | 23.327 | 0 | 190.378 | 16.074 | 17.44
1361 | 0 | 39.059 | 3.781 | 0 | 194.008 | 24.863 | 8.651
1362 | 2.72 | 14.626 | 0 | 20.651 | 172.496 | 36.233 | 0
1363 | 3.047 | 0.048 | 0 | 33.547 | 137.551 | 34.962 | 0
1364 | 0 | 0 | 0 | 32.594 | 103.6 | 30.964 | 0
1365 | 0 | 0 | 0 | 18.262 | 84.576 | 17.349 | 0
1366 | 0 | 0 | 0 | 8.995 | 75.207 | 8.545 | 0
1367 | 0 | 0 | 0 | 3.42 | 71.644 | 3.249 | 0
1368 | 0 | 0 | 0 | 2.111 | 69.445 | 2.006 | 0
1369 | 0 | 0 | 0 | 2.453 | 66.889 | 2.331 | 0
1370 | 0 | 0 | 0 | 2.719 | 64.057 | 2.583 | 0
1371 | 0 | 0 | 0 | 2.889 | 61.048 | 2.745 | 0
1372 | 0 | 0 | 0 | 4.069 | 56.809 | 3.866 | 0
1373 | 2.076 | 0 | 0 | 3.317 | 53.353 | 5.228 | 0
1374 | 3.047 | 0 | 0 | 13.105 | 39.702 | 15.497 | 0
1375 | 3.047 | 0.964 | 0 | 22.243 | 16.533 | 25.093 | 0
1376 | 3.047 | 14.695 | 0 | 15.871 | 0 | 32.085 | 0
1377 | 0 | 37.274 | 25.475 | 23.478 | 0 | 25.305 | 8.208
1378 | 0 | 56.98 | 141.544 | 119.842 | 11.047 | 12.91 | 20.603
1379 | 0 | 69.806 | 194.008 | 159.479 | 31.171 | 7.333 | 26.181
1380 | 0 | 78.521 | 194.008 | 150.764 | 60.373 | 6.791 | 26.722
1381 | 0 | 80.93 | 45.653 | 0 | 104.199 | 7.183 | 26.33
1382 | 0 | 79.255 | 194.008 | 150.03 | 134.165 | 9.459 | 24.054
1383 | 0 | 71.637 | 36.359 | 0 | 169.07 | 10.31 | 23.203
1384 | 0 | 58.052 | 22.775 | 0 | 190.934 | 13.103 | 20.411
1385 | 0 | 38.479 | 3.201 | 0 | 194.008 | 18.063 | 15.451
1386 | 0 | 14.34 | 0 | 19.263 | 173.942 | 28.879 | 3.044
1387 | 0.821 | 0.048 | 0 | 35.229 | 137.245 | 34.334 | 0
1388 | 0 | 0 | 0 | 32.103 | 103.804 | 30.498 | 0
1389 | 0 | 0 | 0 | 19.238 | 83.765 | 18.276 | 0
1390 | 0 | 0 | 0 | 6.874 | 76.604 | 6.531 | 0
1391 | 0 | 0 | 0 | 2.471 | 74.029 | 2.348 | 0
1392 | 0 | 0 | 0 | 1.98 | 71.967 | 1.881 | 0
1393 | 0 | 0 | 0 | 2.568 | 69.292 | 2.44 | 0
1394 | 0 | 0 | 0 | 2.489 | 66.699 | 2.364 | 0
1395 | 0 | 0 | 0 | 2.878 | 63.701 | 2.735 | 0
1396 | 0 | 0 | 0 | 3.836 | 59.706 | 3.644 | 0
1397 | 0 | 0 | 0 | 6.422 | 53.016 | 6.101 | 0
1398 | 0 | 0 | 0 | 11.888 | 40.633 | 11.293 | 0
1399 | 0 | 0.984 | 0 | 23.544 | 16.109 | 23.301 | 0
1400 | 0 | 14.558 | 0 | 15.465 | 0 | 28.522 | 0
1401 | 0 | 37.133 | 23.669 | 21.813 | 0 | 22.709 | 10.804
1402 | 0 | 56.688 | 188.402 | 166.991 | 6.917 | 14.974 | 18.539
1403 | 0 | 69.038 | 194.008 | 160.248 | 26.24 | 8.896 | 24.617
1404 | 0 | 77.292 | 42.015 | 0 | 66.574 | 7.45 | 26.063
1405 | 0 | 79.285 | 194.008 | 150 | 96.572 | 8.613 | 24.9
1406 | 0 | 77.503 | 42.226 | 0 | 137.109 | 8.612 | 24.901
1407 | 0 | 70.3 | 35.023 | 0 | 170.731 | 11.995 | 21.519
1408 | 0 | 56.98 | 21.703 | 0 | 191.566 | 16.711 | 16.802
1409 | 0 | 37.821 | 2.544 | 0 | 194.008 | 23.468 | 10.045
1410 | 0 | 14.205 | 0 | 16.003 | 177.338 | 28.698 | 0
1411 | 0.596 | 0.048 | 0 | 35.013 | 140.866 | 33.904 | 0
1412 | 0 | 0 | 0 | 28.866 | 110.797 | 27.423 | 0
1413 | 0 | 0 | 0 | 19.06 | 90.943 | 18.107 | 0
1414 | 0 | 0 | 0 | 6.905 | 83.751 | 6.559 | 0
1415 | 0 | 0 | 0 | 2.977 | 80.649 | 2.828 | 0
1416 | 0 | 0 | 0 | 2.093 | 78.469 | 1.989 | 0
1417 | 0 | 0 | 0 | 2.496 | 75.869 | 2.371 | 0
1418 | 0 | 0 | 0 | 2.461 | 73.306 | 2.338 | 0
1419 | 0 | 0 | 0 | 2.448 | 70.756 | 2.326 | 0
1420 | 0 | 0 | 0 | 3.803 | 66.794 | 3.613 | 0
1421 | 0 | 0 | 0 | 6.913 | 59.593 | 6.567 | 0
1422 | 0 | 0 | 0 | 14.733 | 44.246 | 13.996 | 0
1423 | 0 | 1.035 | 0 | 24.485 | 18.741 | 24.244 | 0
1424 | 0 | 14.676 | 0 | 17.991 | 0 | 31.034 | 0
1425 | 0 | 36.846 | 20.011 | 18.442 | 0 | 23.23 | 10.283
1426 | 0 | 56.133 | 194.008 | 173.152 | 5.881 | 14.074 | 19.439
1427 | 0 | 68.298 | 194.008 | 160.987 | 24.434 | 7.86 | 25.653
1428 | 0 | 76.362 | 139.675 | 98.591 | 55.824 | 6.376 | 27.138
1429 | 0 | 78.556 | 43.279 | 0 | 97.371 | 7.387 | 26.126
1430 | 0 | 76.98 | 41.703 | 0 | 137.406 | 7.807 | 25.706
1431 | 0 | 70.029 | 34.751 | 0 | 170.767 | 12.655 | 20.858
1432 | 0 | 57.076 | 21.799 | 0 | 191.694 | 16.628 | 16.885
1433 | 0 | 37.688 | 2.41 | 0 | 194.008 | 20.853 | 12.66
1434 | 0 | 14.293 | 0 | 20.984 | 172.15 | 30.378 | 3.135
1435 | 0.524 | 0.054 | 0 | 35.223 | 135.459 | 34.038 | 0
1436 | 0 | 0 | 0 | 30.357 | 103.837 | 25.256 | 3.583
1437 | 0 | 0 | 0 | 17.974 | 85.114 | 17.076 | 0
1438 | 0 | 0 | 0 | 8.407 | 76.356 | 7.987 | 0
1439 | 0 | 0 | 0 | 3.419 | 72.795 | 3.248 | 0
1440 | 0 | 0 | 0 | 2.07 | 70.639 | 1.966 | 0
1441 | 0 | 0 | 0 | 2.475 | 68.061 | 2.351 | 0
1442 | 0 | 0 | 0 | 2.558 | 65.396 | 2.43 | 0
1443 | 0 | 0 | 0 | 2.542 | 62.748 | 2.415 | 0
1444 | 0 | 0 | 0 | 3.389 | 59.218 | 3.219 | 0
1445 | 0 | 0 | 0 | 4.854 | 54.162 | 4.611 | 0
1446 | 0 | 0 | 0 | 12.473 | 41.169 | 11.849 | 0
1447 | 0 | 1.067 | 0 | 25.101 | 15.022 | 24.859 | 0
1448 | 0 | 14.591 | 0 | 14.421 | 0 | 27.561 | 0
1449 | 0 | 36.708 | 1.431 | 0 | 1.373 | 23.496 | 10.017
1450 | 0 | 55.749 | 194.008 | 173.537 | 6.854 | 14.215 | 19.298
1451 | 0 | 67.59 | 32.313 | 0 | 37.874 | 7.976 | 25.537
1452 | 0 | 75.344 | 109.672 | 69.605 | 70.654 | 8.011 | 25.503
1453 | 0 | 77.885 | 194.008 | 151.4 | 99.193 | 8.066 | 25.448
1454 | 0 | 76.266 | 40.989 | 0 | 138.542 | 10.766 | 22.748
1455 | 0 | 69.587 | 34.31 | 0 | 171.48 | 12.6 | 20.913
1456 | 0 | 56.469 | 21.192 | 0 | 191.824 | 14.263 | 19.25
1457 | 0 | 37.552 | 2.275 | 0 | 194.008 | 21.696 | 11.817
1458 | 0 | 14.05 | 0 | 21.228 | 171.896 | 30.99 | 2.523
1459 | 2.953 | 0.052 | 0 | 35.225 | 135.203 | 36.467 | 0
1460 | 0 | 0 | 0 | 35.277 | 98.456 | 28.53 | 4.983
1461 | 0 | 0 | 0 | 21.755 | 75.794 | 16.474 | 4.193
1462 | 0 | 0 | 0 | 7.681 | 67.794 | 7.297 | 0
1463 | 0 | 0 | 0 | 3.77 | 63.867 | 3.581 | 0
1464 | 0 | 0 | 0 | 2.41 | 61.357 | 2.289 | 0
1465 | 0 | 0 | 0 | 2.444 | 58.811 | 2.322 | 0
1466 | 0 | 0 | 0 | 2.671 | 56.028 | 2.538 | 0
1467 | 0 | 0 | 0 | 2.593 | 53.327 | 2.464 | 0
1468 | 0 | 0 | 0 | 5.34 | 47.765 | 5.073 | 0
1469 | 0 | 0 | 0 | 6.697 | 40.788 | 6.362 | 0
1470 | 0 | 0 | 0 | 11.511 | 28.798 | 10.935 | 0
1471 | 0 | 1.099 | 0 | 16.716 | 11.386 | 16.924 | 0
1472 | 0 | 14.64 | 0 | 10.93 | 0 | 24.292 | 0
1473 | 0 | 36.308 | 13.151 | 12.12 | 0 | 21.015 | 12.499
1474 | 0 | 55.547 | 194.008 | 173.738 | 5.27 | 18.622 | 14.892
1475 | 0 | 67.978 | 194.008 | 161.307 | 23.49 | 15.258 | 18.255
1476 | 0 | 75.441 | 96.936 | 56.773 | 57.411 | 14.238 | 19.275
1477 | 0 | 78.928 | 43.65 | 0 | 99.315 | 15.531 | 17.983
1478 | 0 | 76.377 | 41.1 | 0 | 138.771 | 14.348 | 19.165
1479 | 0 | 69.386 | 34.109 | 0 | 171.515 | 15.565 | 17.949
1480 | 0 | 56.459 | 21.182 | 0 | 191.85 | 20.28 | 13.233
1481 | 0 | 37.526 | 2.248 | 0 | 194.008 | 25.206 | 8.308
1482 | 0 | 14.219 | 0 | 21.058 | 172.073 | 28.797 | 4.716
1483 | 0 | 0.053 | 0 | 29.329 | 141.522 | 27.913 | 0
1484 | 0 | 0 | 0 | 35.277 | 104.775 | 20.504 | 13.01
1485 | 0 | 0 | 0 | 22.667 | 81.163 | 11.833 | 9.701
1486 | 0 | 0 | 0 | 6.557 | 74.333 | 6.229 | 0
1487 | 0 | 0 | 0 | 3.234 | 70.964 | 3.072 | 0
1488 | 0 | 0 | 0 | 2.163 | 68.711 | 2.055 | 0
1489 | 0 | 0 | 0 | 2.574 | 66.03 | 2.445 | 0
1490 | 0 | 0 | 0 | 2.816 | 63.096 | 2.675 | 0
1491 | 0 | 0 | 0 | 3.077 | 59.891 | 2.924 | 0
1492 | 0 | 0 | 0 | 4.363 | 55.346 | 4.145 | 0
1493 | 0 | 0 | 0 | 8.188 | 46.817 | 7.779 | 0
1494 | 0 | 0 | 0 | 15.401 | 30.774 | 14.631 | 0
1495 | 0 | 0.885 | 0 | 21.27 | 8.618 | 21.048 | 0
1496 | 0 | 14.395 | 0 | 8.273 | 0 | 21.535 | 0
1497 | 0 | 36.291 | 12.931 | 11.917 | 0 | 18.506 | 15.008
1498 | 0 | 55.397 | 20.119 | 0 | 19.315 | 14.232 | 19.281
1499 | 0 | 67.593 | 106.713 | 74.397 | 44.262 | 12.916 | 20.597
1500 | 0 | 74.858 | 194.008 | 154.427 | 69.648 | 14.651 | 18.862
1501 | 0 | 76.416 | 41.139 | 0 | 109.142 | 12.687 | 20.826
1502 | 0 | 73.963 | 38.685 | 0 | 146.28 | 14.923 | 18.591
1503 | 0 | 66.234 | 30.957 | 0 | 175.998 | 17.535 | 15.978
1504 | 0 | 54.037 | 18.76 | 0 | 194.008 | 21.098 | 12.415
1505 | 0 | 35.568 | 3.714 | 3.422 | 194.008 | 27.212 | 6.302
1506 | 0 | 13.039 | 0 | 22.238 | 170.843 | 30.809 | 2.704
1507 | 0 | 0.056 | 0 | 30.141 | 139.447 | 28.687 | 0
1508 | 0 | 0 | 0 | 31.859 | 106.261 | 19.248 | 11.018
1509 | 0 | 0 | 0 | 13.168 | 92.544 | 12.509 | 0
1510 | 0 | 0 | 0 | 7.806 | 84.413 | 7.416 | 0
1511 | 0 | 0 | 0 | 3.594 | 80.669 | 3.414 | 0
1512 | 0 | 0 | 0 | 2.248 | 78.327 | 2.136 | 0
1513 | 0 | 0 | 0 | 2.589 | 75.631 | 2.459 | 0
1514 | 0 | 0 | 0 | 3.145 | 72.355 | 2.988 | 0
1515 | 0 | 0 | 0 | 2.913 | 69.32 | 2.768 | 0
1516 | 0 | 0 | 0 | 3.83 | 65.33 | 3.639 | 0
1517 | 0 | 0 | 0 | 6.393 | 58.671 | 6.073 | 0
1518 | 0 | 0 | 0 | 15.192 | 42.845 | 14.433 | 0
1519 | 0 | 0.915 | 0 | 24.284 | 17.55 | 23.938 | 0
1520 | 0 | 14.018 | 0 | 16.843 | 0.005 | 29.318 | 0
1521 | 0 | 35.273 | 0 | 0.005 | 0 | 23.817 | 9.696
1522 | 0 | 53.765 | 18.488 | 0 | 17.748 | 13.886 | 19.627
1523 | 0 | 64.481 | 29.204 | 0 | 45.784 | 8.388 | 25.125
1524 | 0 | 72.972 | 166.134 | 128.439 | 71.482 | 6.571 | 26.942
1525 | 0 | 74.864 | 39.587 | 0 | 109.485 | 6.09 | 27.424
1526 | 0 | 72.909 | 37.632 | 0 | 145.612 | 8.137 | 25.376
1527 | 0 | 66.347 | 31.07 | 0 | 175.439 | 12.146 | 21.367
1528 | 0 | 53.972 | 18.695 | 0 | 193.386 | 13.452 | 20.061
1529 | 0 | 35.925 | 0.648 | 0 | 194.008 | 21.114 | 12.399
1530 | 0 | 13.417 | 0 | 17.117 | 176.178 | 29.007 | 0
1531 | 3.047 | 0.049 | 0 | 35.228 | 139.482 | 36.879 | 0
1532 | 0 | 0 | 0 | 32.911 | 105.199 | 31.266 | 0
1533 | 0 | 0 | 0 | 20.713 | 83.623 | 19.677 | 0
1534 | 0 | 0 | 0 | 5.935 | 77.441 | 5.638 | 0
1535 | 0 | 0 | 0 | 2.975 | 74.342 | 2.827 | 0
1536 | 0 | 0 | 0 | 1.951 | 72.31 | 1.853 | 0
1537 | 0 | 0 | 0 | 2.31 | 69.904 | 2.194 | 0
1538 | 0 | 0 | 0 | 2.597 | 67.198 | 2.467 | 0
1539 | 2.215 | 0 | 0 | 0.61 | 66.562 | 2.795 | 0
1540 | 3.047 | 0 | 0 | 0.291 | 66.26 | 3.323 | 0
1541 | 3.047 | 0 | 0 | 6.678 | 59.304 | 9.391 | 0
1542 | 3.047 | 0 | 0 | 14.736 | 43.954 | 17.046 | 0
1543 | 3.047 | 0.906 | 0 | 24.002 | 18.951 | 26.709 | 0
1544 | 3.047 | 13.659 | 0 | 18.193 | 0 | 33.306 | 0
1545 | 0 | 34.648 | 0 | 0 | 0 | 27.051 | 5.865
1546 | 0 | 53.047 | 17.769 | 0 | 17.059 | 13.538 | 19.976
1547 | 0 | 64.984 | 29.707 | 0 | 45.577 | 8.843 | 24.67
1548 | 0 | 72.762 | 120.899 | 83.414 | 74.75 | 7.38 | 26.134
1549 | 0 | 74.455 | 39.177 | 0 | 112.36 | 7.311 | 26.202
1550 | 0 | 72.361 | 37.083 | 0 | 147.96 | 8.435 | 25.079
1551 | 0 | 65.465 | 30.188 | 0 | 176.941 | 11.506 | 22.008
1552 | 0 | 53.055 | 17.778 | 0 | 194.008 | 13.143 | 20.37
1553 | 0 | 35.221 | 0 | 0.056 | 193.949 | 20.828 | 12.685
1554 | 0 | 13.22 | 0 | 18.133 | 175.061 | 29.365 | 0.42
1555 | 0 | 0.049 | 0 | 33.989 | 139.656 | 32.335 | 0
1556 | 0 | 0 | 0 | 26.84 | 111.698 | 25.498 | 0
1557 | 0 | 0 | 0 | 18.901 | 92.01 | 17.956 | 0
1558 | 0 | 0 | 0 | 7.778 | 83.907 | 7.389 | 0
1559 | 0 | 0 | 0 | 2.582 | 81.218 | 2.453 | 0
1560 | 0 | 0 | 0 | 2.011 | 79.122 | 1.911 | 0
1561 | 0 | 0 | 0 | 2.584 | 76.431 | 2.455 | 0
1562 | 0 | 0 | 0 | 3.051 | 73.253 | 2.898 | 0
1563 | 0 | 0 | 0 | 3.101 | 70.023 | 2.946 | 0
1564 | 0 | 0 | 0 | 3.924 | 65.935 | 3.728 | 0
1565 | 0 | 0 | 0 | 6.461 | 59.205 | 6.138 | 0
1566 | 0 | 0 | 0 | 13.915 | 44.71 | 13.219 | 0
1567 | 0 | 0.96 | 0 | 24.32 | 19.376 | 24.016 | 0
1568 | 0 | 13.669 | 0 | 18.601 | 0 | 30.657 | 0
1569 | 0 | 33.926 | 0 | 0 | 0 | 24.968 | 7.262
1570 | 0 | 49.259 | 44.223 | 30.241 | 10.953 | 14.692 | 18.821
1571 | 0 | 63.211 | 27.934 | 0 | 37.769 | 8 | 25.513
1572 | 0 | 73.039 | 37.762 | 0 | 74.021 | 6.649 | 26.864
1573 | 0 | 74.944 | 39.666 | 0 | 112.101 | 7.888 | 25.625
1574 | 0 | 72.443 | 37.166 | 0 | 147.78 | 9.545 | 23.969
1575 | 0 | 65.703 | 30.425 | 0 | 176.988 | 11.045 | 22.469
1576 | 0 | 53.006 | 17.729 | 0 | 194.008 | 14.72 | 18.793
1577 | 0 | 35.159 | 0 | 0 | 194.008 | 20.091 | 13.311
1578 | 0 | 12.875 | 0 | 21.672 | 171.433 | 32.82 | 0
1579 | 3.047 | 0.051 | 0 | 33.055 | 137.001 | 34.497 | 0
1580 | 0 | 0 | 0 | 29.282 | 106.499 | 27.818 | 0
1581 | 0 | 0 | 0 | 16.752 | 89.049 | 15.914 | 0
1582 | 0 | 0 | 0 | 8.088 | 80.624 | 7.684 | 0
1583 | 0 | 0 | 0 | 3.705 | 76.765 | 3.52 | 0
1584 | 0 | 0 | 0 | 2.332 | 74.336 | 2.215 | 0
1585 | 0 | 0 | 0 | 2.606 | 71.622 | 2.475 | 0
1586 | 0 | 0 | 0 | 2.662 | 68.849 | 2.529 | 0
1587 | 0 | 0 | 0 | 2.651 | 66.087 | 2.519 | 0
1588 | 0 | 0 | 0 | 3.351 | 62.597 | 3.184 | 0
1589 | 0 | 0 | 0 | 5.203 | 57.177 | 4.943 | 0
1590 | 0 | 0 | 0 | 13.894 | 42.704 | 13.199 | 0
1591 | 0.708 | 1.11 | 0 | 23.464 | 18.263 | 24.053 | 0
1592 | 0 | 13.69 | 0 | 17.533 | 0 | 29.661 | 0
1593 | 0 | 33.695 | 0 | 0 | 0 | 23.811 | 8.199
1594 | 0 | 51.41 | 16.132 | 0 | 15.487 | 13.048 | 20.465
1595 | 0 | 63.435 | 28.158 | 0 | 42.519 | 8.212 | 25.301
1596 | 0 | 72.059 | 115.313 | 78.531 | 71.416 | 6.84 | 26.673
1597 | 0 | 74.996 | 39.719 | 0 | 109.546 | 6.538 | 26.975
1598 | 0 | 73.351 | 38.074 | 0 | 146.097 | 8.114 | 25.399
1599 | 0 | 66.502 | 31.225 | 0 | 176.073 | 10.188 | 23.326
1600 | 0 | 53.804 | 18.527 | 0 | 193.859 | 13.719 | 19.795
1601 | 0 | 35.433 | 0.155 | 0 | 194.008 | 21.292 | 12.222
1602 | 0 | 13.251 | 0 | 17.106 | 176.189 | 28.839 | 0
1603 | 3.047 | 0.053 | 0 | 31.452 | 143.426 | 32.977 | 0
1604 | 0 | 0 | 0 | 27.314 | 114.974 | 25.948 | 0
1605 | 0 | 0 | 0 | 20.868 | 93.237 | 19.825 | 0
1606 | 0 | 0 | 0 | 7.147 | 85.791 | 6.79 | 0
1607 | 0 | 0 | 0 | 3.067 | 82.597 | 2.913 | 0
1608 | 0 | 0 | 0 | 2.522 | 79.97 | 2.396 | 0
1609 | 0 | 0 | 0 | 3.185 | 76.652 | 3.026 | 0
1610 | 0 | 0 | 0 | 2.484 | 74.065 | 2.36 | 0
1611 | 0 | 0 | 0 | 2.691 | 71.261 | 2.557 | 0
1612 | 0 | 0 | 0 | 4.216 | 66.869 | 4.005 | 0
1613 | 0 | 0 | 0 | 7.203 | 59.366 | 6.843 | 0
1614 | 0 | 0 | 0 | 14.894 | 43.851 | 14.149 | 0
1615 | 0 | 1.009 | 0 | 26.512 | 16.234 | 26.146 | 0
1616 | 1.484 | 13.487 | 0 | 15.585 | 0 | 29.102 | 0
1617 | 0 | 34.391 | 0 | 0 | 0 | 24.014 | 8.657
1618 | 0 | 53.701 | 18.424 | 0 | 17.687 | 11.955 | 21.558
1619 | 0 | 65.908 | 102.707 | 72.076 | 41.206 | 8.073 | 25.44
1620 | 0 | 73.957 | 38.68 | 0 | 78.339 | 8.119 | 25.394
1621 | 0 | 76.63 | 41.353 | 0 | 118.038 | 6.53 | 26.984
1622 | 0 | 74.965 | 194.008 | 154.32 | 143.535 | 8.756 | 24.757
1623 | 0 | 67.817 | 32.54 | 0 | 174.773 | 10.182 | 23.332
1624 | 0 | 54.759 | 19.482 | 0 | 193.476 | 12.16 | 21.353
1625 | 0 | 35.831 | 0.554 | 0 | 194.008 | 20.123 | 13.39
1626 | 0 | 12.932 | 0 | 22.346 | 170.731 | 27.934 | 5.58
1627 | 0 | 0.055 | 0 | 33.515 | 135.82 | 31.891 | 0
1628 | 0 | 0 | 0 | 29.732 | 104.849 | 25.772 | 2.473
1629 | 0 | 0 | 0 | 17.07 | 87.068 | 16.216 | 0
1630 | 0 | 0 | 0 | 5.745 | 81.084 | 5.457 | 0
1631 | 0 | 0 | 0 | 3.479 | 77.46 | 3.305 | 0
1632 | 0 | 0 | 0 | 2.153 | 75.218 | 2.045 | 0
1633 | 0 | 0 | 0 | 2.715 | 72.389 | 2.579 | 0
1634 | 0 | 0 | 0 | 2.762 | 69.512 | 2.624 | 0
1635 | 0 | 0 | 0 | 2.903 | 66.488 | 2.758 | 0
1636 | 0 | 0 | 0 | 4.486 | 61.815 | 4.262 | 0
1637 | 0 | 0 | 0 | 6.745 | 54.788 | 6.408 | 0
1638 | 0 | 0 | 0 | 14.454 | 39.732 | 13.731 | 0
1639 | 0 | 1.039 | 0 | 21.594 | 17.239 | 21.501 | 0
1640 | 0 | 13.408 | 0 | 16.549 | 0 | 28.459 | 0
1641 | 0 | 34.974 | 0 | 0 | 0 | 21.172 | 12.053
1642 | 0 | 54.344 | 19.067 | 0 | 18.304 | 16.543 | 16.97
1643 | 0 | 66.743 | 154.959 | 123.494 | 38.426 | 14.86 | 18.653
1644 | 0 | 74.905 | 39.628 | 0 | 76.468 | 13.42 | 20.093
1645 | 0 | 77.308 | 42.03 | 0 | 116.818 | 15.742 | 17.771
1646 | 0 | 75.454 | 194.008 | 153.832 | 142.824 | 14.313 | 19.2
1647 | 0 | 68.366 | 33.089 | 0 | 174.589 | 15.135 | 18.378
1648 | 0 | 54.935 | 19.658 | 0 | 193.461 | 24.201 | 9.313
1649 | 0 | 35.847 | 0.57 | 0 | 194.008 | 26.415 | 7.098
1650 | 0 | 12.815 | 0 | 22.462 | 170.61 | 28.239 | 5.274
1651 | 0 | 0.053 | 0 | 31.069 | 138.246 | 29.566 | 0
1652 | 0 | 0 | 0 | 35.277 | 101.499 | 19.87 | 13.643
1653 | 0 | 0 | 0 | 18.04 | 82.707 | 12.033 | 5.105
1654 | 0 | 0 | 0 | 6.293 | 76.153 | 5.978 | 0
1655 | 0 | 0 | 0 | 4.035 | 71.949 | 3.834 | 0
1656 | 0 | 0 | 0 | 2.396 | 69.453 | 2.276 | 0
1657 | 0 | 0 | 0 | 2.725 | 66.615 | 2.589 | 0
1658 | 0 | 0 | 0 | 2.96 | 63.531 | 2.812 | 0
1659 | 0 | 0 | 0 | 3.064 | 60.34 | 2.911 | 0
1660 | 0 | 0 | 0 | 3.841 | 56.339 | 3.649 | 0
1661 | 0 | 0 | 0 | 9.747 | 46.185 | 9.26 | 0
1662 | 0 | 0 | 0 | 14.603 | 30.974 | 13.873 | 0
1663 | 0 | 1.056 | 0 | 19.808 | 10.34 | 19.821 | 0
1664 | 0 | 13.518 | 0 | 9.927 | 0 | 22.272 | 0
1665 | 0 | 35.748 | 0.471 | 0 | 0.452 | 20.549 | 12.965
1666 | 0 | 55.354 | 194.008 | 173.931 | 5.522 | 14.959 | 18.554
1667 | 0 | 68.807 | 194.008 | 160.479 | 24.605 | 11.47 | 22.043
1668 | 0 | 77.051 | 109.252 | 67.478 | 59.196 | 10.762 | 22.751
1669 | 0 | 79.558 | 44.281 | 0 | 101.706 | 11.478 | 22.035
1670 | 0 | 77.191 | 41.913 | 0 | 141.943 | 13.872 | 19.641
1671 | 0 | 68.605 | 33.327 | 0 | 173.937 | 13.156 | 20.358
1672 | 0 | 55.346 | 20.069 | 0 | 193.203 | 19.17 | 14.343
1673 | 0 | 36.115 | 0.838 | 0 | 194.008 | 23.088 | 10.426
1674 | 0 | 12.654 | 0 | 22.623 | 170.442 | 26.916 | 6.597
1675 | 0 | 0.058 | 0 | 27.76 | 141.525 | 26.428 | 0
1676 | 0 | 0 | 0 | 35.277 | 104.778 | 19.755 | 13.758
1677 | 0 | 0 | 0 | 15.487 | 88.645 | 14.227 | 0.486
1678 | 0 | 0 | 0 | 6.948 | 81.407 | 6.601 | 0
1679 | 0 | 0 | 0 | 3.624 | 77.633 | 3.442 | 0
1680 | 0 | 0 | 0 | 2.326 | 75.21 | 2.21 | 0
1681 | 0 | 0 | 0 | 2.571 | 72.532 | 2.442 | 0
1682 | 0 | 0 | 0 | 2.783 | 69.633 | 2.643 | 0
1683 | 0 | 0 | 0 | 3.767 | 65.709 | 3.579 | 0
1684 | 0 | 0 | 0 | 3.564 | 61.997 | 3.386 | 0
1685 | 0 | 0 | 0 | 5.908 | 55.843 | 5.613 | 0
1686 | 0 | 0 | 0 | 14.162 | 41.091 | 13.453 | 0
1687 | 0 | 1.124 | 0 | 23.536 | 16.575 | 23.426 | 0
1688 | 0 | 13.752 | 0 | 15.912 | 0 | 28.181 | 0
1689 | 0 | 35.768 | 0.491 | 0 | 0.471 | 23.378 | 10.136
1690 | 0 | 55.61 | 20.333 | 0 | 19.991 | 13.204 | 20.31
1691 | 0 | 68.239 | 32.962 | 0 | 51.634 | 7.174 | 26.339
1692 | 0 | 76.571 | 194.008 | 152.714 | 78.804 | 6.835 | 26.678
1693 | 0 | 78.941 | 194.008 | 150.344 | 108.443 | 9.761 | 23.752
1694 | 0 | 76.792 | 41.515 | 0 | 148.298 | 11.398 | 22.116
1695 | 0 | 68.84 | 113.717 | 80.154 | 173.973 | 13.875 | 19.639
1696 | 0 | 55.293 | 20.016 | 0 | 193.188 | 15.744 | 17.769
1697 | 0 | 36.131 | 0.854 | 0 | 194.008 | 21.576 | 11.937
1698 | 0 | 12.795 | 0 | 21.239 | 171.884 | 32.332 | 0
1699 | 3.047 | 0.066 | 0 | 35.212 | 135.205 | 38.089 | 0
1700 | 0 | 0 | 0 | 32.419 | 101.436 | 30.798 | 0
1701 | 0 | 0 | 0 | 18.299 | 82.374 | 17.384 | 0
1702 | 0 | 0 | 0 | 6.346 | 75.764 | 6.028 | 0
1703 | 0 | 0 | 0 | 2.94 | 72.702 | 2.793 | 0
1704 | 0 | 0 | 0 | 2.201 | 70.409 | 2.091 | 0
1705 | 0 | 0 | 0 | 2.354 | 67.957 | 2.237 | 0
1706 | 0 | 0 | 0 | 2.743 | 65.099 | 2.606 | 0
1707 | 0 | 0 | 0 | 2.84 | 62.141 | 2.698 | 0
1708 | 0 | 0 | 0 | 4.133 | 57.836 | 3.926 | 0
1709 | 3.047 | 0 | 0 | 3.211 | 54.492 | 6.097 | 0
1710 | 3.047 | 0 | 0 | 12.846 | 41.11 | 15.25 | 0
1711 | 3.047 | 1.237 | 0 | 22.455 | 17.72 | 25.554 | 0
1712 | 1.115 | 13.618 | 0 | 17.011 | 0 | 30.213 | 0
1713 | 0 | 35.924 | 8.255 | 7.608 | 0 | 23.343 | 10.171
1714 | 0 | 55.129 | 19.851 | 0 | 19.057 | 12.113 | 21.401
1715 | 0 | 67.262 | 31.984 | 0 | 49.762 | 7.336 | 26.177
1716 | 0 | 71.956 | 194.008 | 157.329 | 72.125 | 6.115 | 27.399
1717 | 0 | 77.392 | 42.114 | 0 | 112.555 | 6.987 | 26.526
1718 | 0 | 75.068 | 39.79 | 0 | 150.754 | 7.869 | 25.644
1719 | 0 | 66.253 | 30.976 | 0 | 180.491 | 9.92 | 23.593
1720 | 0 | 52.944 | 59.832 | 42.164 | 194.008 | 11.885 | 21.628
1721 | 0 | 33.432 | 0 | 0 | 194.008 | 19.742 | 12.018
1722 | 0 | 11.576 | 0 | 18.145 | 175.107 | 28.235 | 0
1723 | 3.047 | 0.068 | 0 | 29.077 | 144.818 | 30.735 | 0
1724 | 0 | 0 | 0 | 28.519 | 115.111 | 27.093 | 0
1725 | 0 | 0 | 0 | 16.471 | 97.953 | 15.648 | 0
1726 | 0 | 0 | 0 | 6.937 | 90.727 | 6.59 | 0
1727 | 0 | 0 | 0 | 3.855 | 86.711 | 3.663 | 0
1728 | 0 | 0 | 0 | 1.831 | 84.804 | 1.739 | 0
1729 | 0 | 0 | 0 | 2.593 | 82.103 | 2.464 | 0
1730 | 0 | 0 | 0 | 2.59 | 79.405 | 2.46 | 0
1731 | 0 | 0 | 0 | 4.209 | 75.021 | 3.998 | 0
1732 | 0 | 0 | 0 | 4.314 | 70.528 | 4.098 | 0
1733 | 0 | 0 | 0 | 7.907 | 62.291 | 7.512 | 0
1734 | 0 | 0 | 0 | 17.348 | 44.22 | 16.481 | 0
1735 | 1.686 | 1.192 | 0 | 23.131 | 20.125 | 24.793 | 0
1736 | 0 | 13.538 | 0 | 19.32 | 0 | 31.215 | 0
1737 | 0 | 35.77 | 6.291 | 5.798 | 0 | 23.048 | 10.466
1738 | 0 | 55.33 | 194.008 | 173.955 | 5.044 | 12.898 | 20.615
1739 | 0 | 68.058 | 42.304 | 9.523 | 35.735 | 8.855 | 24.658
1740 | 0 | 76.342 | 41.065 | 0 | 75.157 | 7.337 | 26.177
1741 | 0 | 78.857 | 43.579 | 0 | 116.994 | 7.056 | 26.457
1742 | 0 | 76.631 | 41.354 | 0 | 156.693 | 8.75 | 24.763
1743 | 0 | 68.682 | 33.404 | 0 | 188.762 | 12.525 | 20.988
1744 | 0 | 55.025 | 194.008 | 174.26 | 193.488 | 13.506 | 20.008
1745 | 0 | 35.819 | 0.541 | 0 | 194.008 | 18.302 | 15.212
1746 | 0 | 12.571 | 0 | 20.808 | 172.333 | 31.711 | 0
1747 | 3.047 | 0.061 | 0 | 31.345 | 139.682 | 32.882 | 0
1748 | 0 | 0 | 0 | 31.294 | 107.085 | 29.729 | 0
1749 | 0 | 0 | 0 | 20.922 | 85.29 | 19.876 | 0
1750 | 0 | 0 | 0 | 8.723 | 76.203 | 8.287 | 0
1751 | 0 | 0 | 0 | 3.041 | 73.036 | 2.889 | 0
1752 | 0 | 0 | 0 | 2.17 | 70.776 | 2.061 | 0
1753 | 0 | 0 | 0 | 2.568 | 68.1 | 2.44 | 0
1754 | 0 | 0 | 0 | 2.929 | 65.05 | 2.782 | 0
1755 | 0 | 0 | 0 | 3.382 | 61.526 | 3.213 | 0
1756 | 0 | 0 | 0 | 4.399 | 56.944 | 4.179 | 0
1757 | 0 | 0 | 0 | 5.887 | 50.811 | 5.593 | 0
1758 | 0 | 0 | 0 | 10.994 | 39.359 | 10.445 | 0
1759 | 0.223 | 1.227 | 0 | 22.294 | 16.136 | 22.568 | 0
1760 | 0 | 13.794 | 0 | 15.491 | 0 | 27.821 | 0
1761 | 0 | 36.267 | 0.99 | 0 | 0.95 | 22.321 | 11.192
1762 | 0 | 56.064 | 20.787 | 0 | 20.906 | 13.341 | 20.173
1763 | 0 | 68.945 | 179.863 | 146.195 | 41.287 | 8.008 | 25.506
1764 | 0 | 77.378 | 194.008 | 151.907 | 69.298 | 7.548 | 25.966
1765 | 0 | 79.902 | 194.008 | 149.383 | 99.937 | 7.028 | 26.485
1766 | 0 | 77.627 | 42.35 | 0 | 140.593 | 7.975 | 25.539
1767 | 0 | 69.538 | 34.261 | 0 | 173.484 | 11.765 | 21.748
1768 | 0 | 55.682 | 20.405 | 0 | 193.073 | 12.292 | 21.222
1769 | 0 | 36.251 | 0.974 | 0 | 194.008 | 19.76 | 13.753
1770 | 0 | 12.735 | 0 | 16.412 | 176.912 | 26.447 | 1.243
1771 | 0 | 0.066 | 0 | 33.288 | 142.237 | 31.686 | 0
1772 | 0 | 0 | 0 | 31.552 | 109.37 | 29.975 | 0
1773 | 0 | 0 | 0 | 21.085 | 87.406 | 20.031 | 0
1774 | 0 | 0 | 0 | 6.358 | 80.783 | 6.04 | 0
1775 | 0 | 0 | 0 | 3.232 | 77.417 | 3.07 | 0
1776 | 0 | 0 | 0 | 2.105 | 75.223 | 2 | 0
1777 | 0 | 0 | 0 | 2.221 | 72.91 | 2.11 | 0
1778 | 0 | 0 | 0 | 2.385 | 70.426 | 2.266 | 0
1779 | 0 | 0 | 0 | 2.511 | 67.811 | 2.385 | 0
1780 | 0 | 0 | 0 | 3.571 | 64.091 | 3.392 | 0
1781 | 0 | 0 | 0 | 6.407 | 57.417 | 6.087 | 0
1782 | 0 | 0 | 0 | 12.933 | 43.945 | 12.286 | 0
1783 | 0 | 1.299 | 0 | 25.198 | 17.698 | 25.172 | 0
1784 | 0 | 14.082 | 0 | 16.99 | 0 | 29.518 | 0
1785 | 0 | 36.718 | 18.38 | 16.939 | 0 | 25.184 | 8.329
1786 | 0 | 56.846 | 194.008 | 172.439 | 6.624 | 13.855 | 19.659
1787 | 0 | 69.986 | 194.008 | 159.3 | 26.934 | 6.964 | 26.55
1788 | 0 | 78.643 | 194.008 | 150.642 | 56.263 | 6.594 | 26.919
1789 | 0 | 80.863 | 45.586 | 0 | 100.026 | 7.583 | 25.931
1790 | 0 | 78.501 | 69.069 | 25.845 | 139.41 | 9.132 | 24.381
1791 | 0 | 70.117 | 34.84 | 0 | 172.857 | 12.044 | 21.469
1792 | 0 | 56.054 | 20.776 | 0 | 192.802 | 13.817 | 19.697
1793 | 0 | 36.533 | 1.256 | 0 | 194.008 | 21.576 | 11.938
1794 | 0 | 12.761 | 0 | 20.429 | 172.727 | 31.531 | 0
1795 | 3.047 | 0.072 | 0 | 35.013 | 136.255 | 36.377 | 0
1796 | 0 | 0 | 0 | 34.169 | 100.663 | 32.46 | 0
1797 | 0 | 0 | 0 | 21.608 | 78.155 | 20.527 | 0
1798 | 0 | 0 | 0 | 8.777 | 69.012 | 8.338 | 0
1799 | 0 | 0 | 0 | 3.294 | 65.581 | 3.13 | 0
1800 | 0 | 0 | 0 | 1.97 | 63.528 | 1.872 | 0
1801 | 0 | 0 | 0 | 2.427 | 61 | 2.306 | 0
1802 | 0 | 0 | 0 | 2.727 | 58.16 | 2.591 | 0
1803 | 0 | 0 | 0 | 3.122 | 54.907 | 2.966 | 0
1804 | 0 | 0 | 0 | 4.378 | 50.347 | 4.159 | 0
1805 | 0 | 0 | 0 | 7.42 | 42.618 | 7.049 | 0
1806 | 0 | 0 | 0 | 13.517 | 28.538 | 12.841 | 0
1807 | 2.501 | 1.354 | 0 | 16.001 | 11.87 | 18.988 | 0
1808 | 0 | 14.214 | 0 | 11.395 | 0 | 24.329 | 0
1809 | 0 | 36.868 | 1.591 | 0 | 1.527 | 21.703 | 11.81
1810 | 0 | 56.791 | 50.183 | 28.669 | 19.84 | 15.528 | 17.986
1811 | 0 | 68.99 | 194.008 | 160.295 | 39.113 | 12.306 | 21.207
1812 | 0 | 77.881 | 194.008 | 151.404 | 67.648 | 13.502 | 20.011
1813 | 0 | 80.373 | 194.008 | 148.912 | 98.779 | 13.039 | 20.474
1814 | 0 | 78.053 | 42.776 | 0 | 139.844 | 13.27 | 20.243
1815 | 0 | 69.863 | 34.586 | 0 | 173.047 | 16.616 | 16.898
1816 | 0 | 55.926 | 20.648 | 0 | 192.87 | 22.823 | 10.691
1817 | 0 | 36.463 | 1.186 | 0 | 194.008 | 22.474 | 11.039
1818 | 0 | 12.845 | 0 | 22.432 | 170.641 | 27.343 | 6.17
1819 | 0 | 0.071 | 0 | 27.626 | 141.864 | 26.313 | 0
1820 | 0 | 0 | 0 | 35.277 | 105.117 | 17.533 | 15.98
1821 | 0 | 0 | 0 | 32.881 | 70.866 | 11.019 | 20.218
1822 | 0 | 0 | 0 | 6.648 | 63.942 | 6.315 | 0
1823 | 0 | 0 | 0 | 3.001 | 60.816 | 2.851 | 0
1824 | 0 | 0 | 0 | 2.188 | 58.536 | 2.079 | 0
1825 | 0 | 0 | 0 | 2.625 | 55.802 | 2.494 | 0
1826 | 0 | 0 | 0 | 2.988 | 52.689 | 2.839 | 0
1827 | 0 | 0 | 0 | 4.69 | 47.804 | 4.455 | 0
1828 | 0 | 0 | 0 | 3.917 | 43.724 | 3.721 | 0
1829 | 0 | 0 | 0 | 6.222 | 37.243 | 5.911 | 0
1830 | 0 | 0 | 0 | 12.712 | 24.001 | 12.077 | 0
1831 | 0 | 1.754 | 0 | 16.788 | 6.513 | 17.615 | 0
1832 | 0 | 14.858 | 0 | 6.252 | 0 | 20.055 | 0
1833 | 0 | 35.925 | 8.259 | 7.612 | 0 | 17.671 | 15.842
1834 | 0 | 54.817 | 194.008 | 174.468 | 4.51 | 14.589 | 18.925
1835 | 0 | 67.601 | 32.324 | 0 | 35.541 | 13.639 | 19.874
1836 | 0 | 75.837 | 40.56 | 0 | 74.479 | 14.222 | 19.291
1837 | 0 | 77.937 | 42.66 | 0 | 115.432 | 14.058 | 19.455
1838 | 0 | 75.612 | 40.335 | 0 | 154.153 | 14.435 | 19.079
1839 | 0 | 67.854 | 153.058 | 120.482 | 175.587 | 17.205 | 16.308
1840 | 0 | 54.465 | 19.188 | 0 | 194.008 | 21.217 | 12.296
1841 | 0 | 35.1 | 0 | 0.177 | 193.824 | 26.312 | 7.201
1842 | 0 | 12.527 | 0 | 22.75 | 170.125 | 30.517 | 2.996
1843 | 0 | 0.083 | 0 | 26.713 | 142.3 | 25.456 | 0
1844 | 0 | 0 | 0 | 25.59 | 115.643 | 21.678 | 2.633
1845 | 0 | 0 | 0 | 14.611 | 100.424 | 13.88 | 0
1846 | 0 | 0 | 0 | 7.388 | 92.728 | 7.019 | 0
1847 | 0 | 0 | 0 | 3.77 | 88.801 | 3.581 | 0
1848 | 0 | 0 | 0 | 2.002 | 86.715 | 1.902 | 0
1849 | 0 | 0 | 0 | 2.578 | 84.029 | 2.449 | 0
1850 | 0 | 0 | 0 | 2.671 | 81.247 | 2.537 | 0
1851 | 0 | 0 | 0 | 2.979 | 78.144 | 2.83 | 0
1852 | 0 | 0 | 0 | 5.83 | 72.071 | 5.538 | 0
1853 | 0 | 0 | 0 | 8.533 | 63.183 | 8.106 | 0
1854 | 0 | 0 | 0 | 15.556 | 46.979 | 14.778 | 0
1855 | 0 | 1.567 | 0 | 27.963 | 17.85 | 28.054 | 0
1856 | 0 | 14.532 | 0 | 17.136 | 0 | 30.085 | 0
1857 | 0 | 36.792 | 1.515 | 0 | 1.454 | 20.254 | 13.26
1858 | 0 | 56.018 | 194.008 | 173.267 | 7.215 | 10.266 | 23.248
1859 | 0 | 68.11 | 32.833 | 0 | 38.735 | 6.991 | 26.522
1860 | 0 | 75.917 | 40.64 | 0 | 77.75 | 6.574 | 26.94
1861 | 0 | 77.791 | 42.514 | 0 | 118.563 | 8.453 | 25.06
1862 | 0 | 75.431 | 40.154 | 0 | 157.111 | 7.769 | 25.744
1863 | 0 | 67.689 | 32.412 | 0 | 188.226 | 11.467 | 22.046
1864 | 0 | 54.555 | 181.067 | 161.789 | 193.52 | 14.341 | 19.172
1865 | 0 | 35.785 | 0.508 | 0 | 194.008 | 20.055 | 13.459
1866 | 0 | 12.905 | 0 | 21.177 | 171.949 | 28.601 | 3.776
1867 | 0 | 0.08 | 0 | 34.506 | 136.005 | 32.857 | 0
1868 | 0 | 0 | 0 | 26.316 | 108.592 | 25 | 0
1869 | 0 | 0 | 0 | 17.408 | 90.459 | 16.537 | 0
1870 | 0 | 0 | 0 | 8.2 | 81.918 | 7.79 | 0
1871 | 0 | 0 | 0 | 3.147 | 78.639 | 2.99 | 0
1872 | 0 | 0 | 0 | 2.162 | 76.387 | 2.054 | 0
1873 | 0 | 0 | 0 | 2.555 | 73.725 | 2.428 | 0
1874 | 0 | 0 | 0 | 2.48 | 71.142 | 2.356 | 0
1875 | 0 | 0 | 0 | 2.871 | 68.152 | 2.727 | 0
1876 | 0 | 0 | 0 | 3.195 | 64.824 | 3.035 | 0
1877 | 0 | 0 | 0 | 6.152 | 58.416 | 5.844 | 0
1878 | 0 | 0 | 0 | 14.236 | 43.587 | 13.524 | 0
1879 | 0 | 1.505 | 0 | 24.565 | 17.998 | 24.767 | 0
1880 | 0 | 14.15 | 0 | 17.278 | 0 | 29.857 | 0
1881 | 0 | 36.21 | 11.897 | 10.964 | 0 | 22.404 | 11.109
1882 | 0 | 54.973 | 19.695 | 0 | 18.908 | 11.675 | 21.838
1883 | 0 | 66.143 | 75.004 | 44.138 | 44.934 | 8.301 | 25.213
1884 | 0 | 73.354 | 194.008 | 155.931 | 68.753 | 8.122 | 25.391
1885 | 0 | 76.027 | 40.75 | 0 | 107.873 | 7.336 | 26.178
1886 | 0 | 74.458 | 39.181 | 0 | 145.487 | 8.257 | 25.256
1887 | 0 | 66.97 | 31.693 | 0 | 175.911 | 9.741 | 23.772
1888 | 0 | 54.121 | 18.843 | 0 | 194.001 | 13.725 | 19.788
1889 | 0 | 35.284 | 0.007 | 0 | 194.008 | 19.343 | 14.171
1890 | 0 | 12.623 | 0 | 22.109 | 170.978 | 29.304 | 3.691
1891 | 0.567 | 0.074 | 0 | 35.203 | 134.308 | 34.081 | 0
1892 | 0 | 0 | 0 | 30.641 | 102.39 | 29.109 | 0
1893 | 0 | 0 | 0 | 17.791 | 83.858 | 16.902 | 0
1894 | 0 | 0 | 0 | 7.508 | 76.036 | 7.133 | 0
1895 | 0 | 0 | 0 | 2.999 | 72.913 | 2.849 | 0
1896 | 0 | 0 | 0 | 2.216 | 70.604 | 2.106 | 0
1897 | 0 | 0 | 0 | 2.543 | 67.956 | 2.415 | 0
1898 | 0 | 0 | 0 | 2.688 | 65.156 | 2.554 | 0
1899 | 0 | 0 | 0 | 2.814 | 62.224 | 2.673 | 0
1900 | 0 | 0 | 0 | 4.308 | 57.737 | 4.093 | 0
1901 | 0 | 0 | 0 | 5.598 | 51.905 | 5.318 | 0
1902 | 0 | 0 | 0 | 11.798 | 39.616 | 11.208 | 0
1903 | 0 | 1.536 | 0 | 22.078 | 16.618 | 22.433 | 0
1904 | 0 | 13.86 | 0 | 15.954 | 0 | 28.323 | 0
1905 | 0 | 34.985 | 0 | 0 | 0 | 23.16 | 10.076
1906 | 0 | 53.011 | 86.073 | 68.339 | 11.444 | 12.684 | 20.829
1907 | 0 | 63.706 | 28.429 | 0 | 38.735 | 8.266 | 25.248
1908 | 0 | 71.409 | 36.132 | 0 | 73.422 | 6.179 | 27.334
1909 | 0 | 74.963 | 39.686 | 0 | 111.521 | 7.298 | 26.215
1910 | 0 | 73.271 | 37.994 | 0 | 147.995 | 7.843 | 25.671
1911 | 0 | 65.772 | 30.495 | 0 | 177.27 | 10.772 | 22.742
1912 | 0 | 52.713 | 17.435 | 0 | 194.008 | 13.762 | 19.751
1913 | 0 | 34.234 | 0 | 1.044 | 192.921 | 23.183 | 10.33
1914 | 0 | 12.076 | 0 | 23.201 | 168.753 | 30.438 | 3.075
1915 | 0 | 0.07 | 0 | 34.269 | 133.056 | 32.622 | 0
1916 | 0 | 0 | 0 | 29.931 | 101.878 | 28.237 | 0.197
1917 | 0 | 0 | 0 | 16.842 | 84.335 | 16 | 0
1918 | 0 | 0 | 0 | 7.111 | 76.927 | 6.756 | 0
1919 | 0 | 0 | 0 | 2.802 | 74.008 | 2.662 | 0
1920 | 0 | 0 | 0 | 2.413 | 71.495 | 2.292 | 0
1921 | 0 | 0 | 0 | 2.511 | 68.88 | 2.385 | 0
1922 | 0 | 0 | 0 | 3.051 | 65.702 | 2.899 | 0
1923 | 0 | 0 | 0 | 2.835 | 62.748 | 2.693 | 0
1924 | 0 | 0 | 0 | 3.557 | 59.043 | 3.379 | 0
1925 | 0 | 0 | 0 | 6.299 | 52.481 | 5.984 | 0
1926 | 0 | 0 | 0 | 11.893 | 40.093 | 11.298 | 0
1927 | 0 | 1.566 | 0 | 23.198 | 15.928 | 23.526 | 0
1928 | 0 | 13.825 | 0 | 15.291 | 0 | 27.66 | 0
1929 | 0 | 34.744 | 0 | 0 | 0 | 24.387 | 8.62
1930 | 0 | 52.683 | 17.406 | 0 | 16.71 | 12.337 | 21.177
1931 | 0 | 64.562 | 29.284 | 0 | 44.823 | 7.905 | 25.609
1932 | 0 | 71.769 | 36.492 | 0 | 79.855 | 8.634 | 24.88
1933 | 0 | 73.9 | 38.623 | 0 | 116.933 | 8.302 | 25.211
1934 | 0 | 72.256 | 36.979 | 0 | 152.433 | 9.197 | 24.317
1935 | 0 | 65 | 71.089 | 41.367 | 177.588 | 10.544 | 22.969
1936 | 0 | 52.381 | 17.104 | 0 | 194.008 | 12.795 | 20.719
1937 | 0 | 34.001 | 0 | 0 | 194.008 | 19.534 | 12.767
1938 | 0 | 11.965 | 0 | 22.442 | 170.63 | 32.687 | 0
1939 | 3.047 | 0.069 | 0 | 33.595 | 135.636 | 35.027 | 0
1940 | 0 | 0 | 0 | 31.725 | 102.588 | 30.139 | 0
1941 | 0 | 0 | 0 | 18.159 | 83.673 | 17.251 | 0
1942 | 0 | 0 | 0 | 8.097 | 75.238 | 7.692 | 0
1943 | 0 | 0 | 0 | 2.947 | 72.169 | 2.799 | 0
1944 | 0 | 0 | 0 | 2.379 | 69.691 | 2.26 | 0
1945 | 0 | 0 | 0 | 2.475 | 67.112 | 2.352 | 0
1946 | 0 | 0 | 0 | 2.884 | 64.108 | 2.74 | 0
1947 | 0.293 | 0 | 0 | 2.581 | 61.419 | 2.745 | 0
1948 | 3.047 | 0 | 0 | 0.326 | 61.08 | 3.356 | 0
1949 | 3.047 | 0 | 0 | 2.78 | 58.184 | 5.688 | 0
1950 | 0 | 0 | 0 | 16.494 | 41.002 | 15.67 | 0
1951 | 3.047 | 1.845 | 0 | 22.819 | 17.232 | 26.478 | 0
1952 | 3.047 | 14.024 | 0 | 16.543 | 0 | 32.086 | 0
1953 | 0 | 34.559 | 0 | 0 | 0 | 26.293 | 6.537
1954 | 0 | 53.047 | 17.77 | 0 | 17.059 | 13.754 | 19.759
1955 | 0 | 66.648 | 31.371 | 0 | 47.175 | 8.343 | 25.17
1956 | 0 | 72.19 | 36.913 | 0 | 82.611 | 8.488 | 25.025
1957 | 0 | 76.709 | 41.432 | 0 | 122.386 | 7.259 | 26.255
1958 | 0 | 73.746 | 171.641 | 133.172 | 148.44 | 7.954 | 25.559
1959 | 0 | 65.99 | 30.713 | 0 | 177.924 | 10.217 | 23.297
1960 | 0 | 52.031 | 16.754 | 0 | 194.008 | 11.987 | 21.527
1961 | 0 | 33.315 | 0 | 0 | 194.008 | 19.398 | 12.251
1962 | 0 | 11.238 | 0 | 20.22 | 172.946 | 29.885 | 0
1963 | 3.047 | 0.071 | 0 | 35.206 | 136.273 | 39.775 | 0
1964 | 0 | 0 | 0 | 33.072 | 101.823 | 31.419 | 0
1965 | 0 | 0 | 0 | 21.557 | 79.368 | 20.479 | 0
1966 | 0 | 0 | 0 | 8.845 | 70.154 | 8.402 | 0
1967 | 0 | 0 | 0 | 3.579 | 66.426 | 3.4 | 0
1968 | 0 | 0 | 0 | 2.226 | 64.107 | 2.115 | 0
1969 | 0 | 0 | 0 | 2.784 | 61.207 | 2.645 | 0
1970 | 0 | 0 | 0 | 2.842 | 58.246 | 2.7 | 0
1971 | 0 | 0 | 0 | 2.853 | 55.274 | 2.711 | 0
1972 | 0 | 0 | 0 | 5.121 | 49.94 | 4.865 | 0
1973 | 0 | 0 | 0 | 8.412 | 41.177 | 7.992 | 0
1974 | 0 | 0 | 0 | 15.959 | 24.553 | 15.161 | 0
1975 | 0.479 | 2.091 | 0 | 16.116 | 7.766 | 17.775 | 0
1976 | 0 | 14.206 | 0 | 7.456 | 0 | 20.579 | 0
1977 | 0 | 34.453 | 0 | 0 | 0 | 17.97 | 14.761
1978 | 0 | 54.776 | 19.498 | 0 | 18.718 | 16.441 | 17.072
1979 | 0 | 66.285 | 31.008 | 0 | 48.486 | 12.596 | 20.918
1980 | 0 | 74.591 | 194.008 | 154.694 | 73.594 | 13.141 | 20.373
1981 | 0 | 77.601 | 123.744 | 81.42 | 107.576 | 16.46 | 17.053
1982 | 0 | 75.199 | 39.922 | 0 | 145.9 | 15.986 | 17.527
1983 | 0 | 67.061 | 31.784 | 0 | 176.413 | 17.833 | 15.681
1984 | 0 | 53.605 | 18.328 | 0 | 194.008 | 19.328 | 14.185
1985 | 0 | 34.368 | 0 | 0.91 | 193.06 | 20.98 | 12.534
1986 | 0 | 11.504 | 0 | 23.773 | 168.297 | 26.34 | 7.173
1987 | 0 | 0.07 | 0 | 28.23 | 138.89 | 26.886 | 0
1988 | 0 | 0 | 0 | 35.277 | 102.143 | 20.153 | 13.361
1989 | 0 | 0 | 0 | 27.423 | 73.577 | 12.023 | 14.029
1990 | 0 | 0 | 0 | 6.633 | 66.668 | 6.301 | 0
1991 | 0 | 0 | 0 | 3.902 | 62.604 | 3.707 | 0
1992 | 0 | 0 | 0 | 2.312 | 60.196 | 2.196 | 0
1993 | 0 | 0 | 0 | 2.394 | 57.702 | 2.274 | 0
1994 | 0 | 0 | 0 | 2.657 | 54.935 | 2.524 | 0
1995 | 0 | 0 | 0 | 2.738 | 52.083 | 2.601 | 0
1996 | 0 | 0 | 0 | 3.757 | 48.169 | 3.57 | 0
1997 | 0 | 0 | 0 | 6.466 | 41.433 | 6.143 | 0
1998 | 0 | 0 | 0 | 11.188 | 29.779 | 10.629 | 0
1999 | 0 | 1.542 | 0 | 18.647 | 10.355 | 19.18 | 0
2000 | 0 | 13.727 | 0 | 9.941 | 0 | 22.484 | 0
2001 | 0 | 35.735 | 0.458 | 0 | 0.439 | 19.339 | 14.175
2002 | 0 | 55.39 | 20.113 | 0 | 19.747 | 16.188 | 17.325
2003 | 0 | 68.122 | 194.008 | 161.163 | 38.117 | 13.326 | 20.188
2004 | 0 | 76.369 | 41.092 | 0 | 77.565 | 13.412 | 20.102
2005 | 0 | 78.681 | 194.008 | 150.604 | 106.933 | 11.991 | 21.522
2006 | 0 | 76.029 | 54.075 | 13.323 | 144.967 | 14.164 | 19.349
2007 | 0 | 67.65 | 32.373 | 0 | 176.045 | 15.386 | 18.128
2008 | 0 | 53.988 | 18.711 | 0 | 194.008 | 20.481 | 13.033
2009 | 0 | 34.651 | 0 | 0.626 | 193.355 | 23.655 | 9.858
2010 | 0 | 11.64 | 0 | 23.637 | 168.734 | 26.643 | 6.87
2011 | 0 | 0.07 | 0 | 25.709 | 141.953 | 24.49 | 0
2012 | 0 | 0 | 0 | 29.43 | 111.297 | 18.532 | 9.426
2013 | 0 | 0 | 0 | 14.741 | 95.942 | 14.004 | 0
2014 | 0 | 0 | 0 | 8.79 | 86.786 | 8.35 | 0
2015 | 0 | 0 | 0 | 4.361 | 82.244 | 4.143 | 0
2016 | 0 | 0 | 0 | 2.282 | 79.867 | 2.168 | 0
2017 | 0 | 0 | 0 | 2.559 | 77.201 | 2.431 | 0
2018 | 0 | 0 | 0 | 2.716 | 74.372 | 2.58 | 0
2019 | 0 | 0 | 0 | 2.593 | 71.672 | 2.463 | 0
2020 | 0 | 0 | 0 | 4.282 | 67.211 | 4.068 | 0
2021 | 0 | 0 | 0 | 6.138 | 60.817 | 5.831 | 0
2022 | 0 | 0 | 0 | 14.939 | 45.256 | 14.192 | 0
2023 | 0 | 1.645 | 0 | 25.537 | 18.655 | 25.823 | 0
2024 | 0 | 13.882 | 0 | 17.908 | 0 | 30.201 | 0
2025 | 0 | 36.314 | 1.037 | 0 | 0.996 | 24.19 | 9.324
2026 | 0 | 56.006 | 194.008 | 173.279 | 6.744 | 11.546 | 21.968
2027 | 0 | 68.71 | 107.992 | 74.56 | 32.75 | 9.358 | 24.156
2028 | 0 | 77.108 | 41.831 | 0 | 72.908 | 10.241 | 23.273
2029 | 0 | 79.577 | 44.3 | 0 | 115.436 | 8.195 | 25.318
2030 | 0 | 77.099 | 194.008 | 152.186 | 143.156 | 8.86 | 24.653
2031 | 0 | 68.595 | 33.318 | 0 | 175.141 | 12.272 | 21.242
2032 | 0 | 54.93 | 19.653 | 0 | 194.008 | 14.948 | 18.565
2033 | 0 | 35.27 | 0 | 0.008 | 194 | 17.631 | 15.882
2034 | 0 | 11.797 | 0 | 23.097 | 169.94 | 30.353 | 2.796
2035 | 0.015 | 0.073 | 0 | 35.204 | 133.27 | 33.529 | 0
2036 | 0 | 0 | 0 | 30.921 | 101.06 | 29.375 | 0
2037 | 0 | 0 | 0 | 17.147 | 83.199 | 16.289 | 0
2038 | 0 | 0 | 0 | 6.025 | 76.923 | 5.723 | 0
2039 | 0 | 0 | 0 | 2.372 | 74.453 | 2.253 | 0
2040 | 0 | 0 | 0 | 2.046 | 72.321 | 1.944 | 0
2041 | 0 | 0 | 0 | 2.313 | 69.912 | 2.197 | 0
2042 | 0 | 0 | 0 | 2.356 | 67.458 | 2.238 | 0
2043 | 0 | 0 | 0 | 2.554 | 64.797 | 2.427 | 0
2044 | 0 | 0 | 0 | 3.272 | 61.389 | 3.109 | 0
2045 | 0 | 0 | 0 | 5.836 | 55.31 | 5.544 | 0
2046 | 0 | 0 | 0 | 14.368 | 40.344 | 13.649 | 0
2047 | 0 | 1.912 | 0 | 22.585 | 16.818 | 23.272 | 0
2048 | 0 | 14.115 | 0 | 16.145 | 0 | 28.747 | 0
2049 | 0 | 36.956 | 21.411 | 19.732 | 0 | 24.169 | 9.344
2050 | 0 | 56.548 | 149.024 | 127.753 | 9.987 | 14.02 | 19.493
2051 | 0 | 69.555 | 194.008 | 159.73 | 29.85 | 9.697 | 23.816
2052 | 0 | 77.994 | 42.716 | 0 | 70.857 | 8.095 | 25.419
2053 | 0 | 80.365 | 45.087 | 0 | 114.141 | 8.121 | 25.393
2054 | 0 | 77.673 | 194.008 | 151.612 | 142.46 | 10.135 | 23.378
2055 | 0 | 69.132 | 33.855 | 0 | 174.961 | 10.608 | 22.905
2056 | 0 | 55.118 | 19.841 | 0 | 194.008 | 13.948 | 19.566
2057 | 0 | 35.223 | 0 | 0 | 194.008 | 20.634 | 12.828
2058 | 0 | 11.768 | 0 | 20.877 | 172.261 | 31.012 | 0
2059 | 3.047 | 0.074 | 0 | 30.956 | 140.016 | 32.525 | 0
2060 | 0 | 0 | 0 | 30.732 | 108.003 | 29.195 | 0
2061 | 0 | 0 | 0 | 19.145 | 88.06 | 18.188 | 0
2062 | 0 | 0 | 0 | 8.618 | 79.083 | 8.187 | 0
2063 | 0 | 0 | 0 | 3.25 | 75.698 | 3.087 | 0
2064 | 0 | 0 | 0 | 2.899 | 72.679 | 2.754 | 0
2065 | 0 | 0 | 0 | 2.886 | 69.673 | 2.742 | 0
2066 | 0 | 0 | 0 | 3.007 | 66.54 | 2.857 | 0
2067 | 0 | 0 | 0 | 3.319 | 63.083 | 3.153 | 0
2068 | 1.298 | 0 | 0 | 2.331 | 60.654 | 3.513 | 0
2069 | 3.047 | 0 | 0 | 4.713 | 55.745 | 7.524 | 0
2070 | 0 | 0 | 0 | 15.137 | 39.977 | 14.38 | 0
2071 | 3.047 | 1.75 | 0 | 23.019 | 16 | 26.577 | 0
2072 | 3.047 | 14.002 | 0 | 15.36 | 0 | 30.94 | 0
2073 | 0 | 36.814 | 19.597 | 18.06 | 0 | 24.714 | 8.799
2074 | 0 | 56.596 | 21.319 | 0 | 20.466 | 11.44 | 22.073
2075 | 0 | 69.468 | 169.138 | 134.947 | 42.269 | 8.639 | 24.875
2076 | 0 | 77.88 | 42.603 | 0 | 83.167 | 6.601 | 26.913
2077 | 0 | 80.305 | 194.008 | 148.98 | 114.227 | 7.987 | 25.526
2078 | 0 | 77.73 | 194.008 | 151.555 | 142.605 | 9.251 | 24.263
2079 | 0 | 69.147 | 33.869 | 0 | 175.12 | 10.313 | 23.2
2080 | 0 | 54.952 | 19.675 | 0 | 194.008 | 13.476 | 20.037
2081 | 0 | 35.213 | 0 | 0.064 | 193.941 | 20.596 | 12.917
2082 | 0 | 11.69 | 0 | 23.587 | 169.371 | 32.797 | 0.716
2083 | 2.35 | 0.081 | 0 | 35.196 | 132.708 | 35.863 | 0
2084 | 0 | 0 | 0 | 30.067 | 101.389 | 26.693 | 1.87
2085 | 0 | 0 | 0 | 16.802 | 83.887 | 15.962 | 0
2086 | 0 | 0 | 0 | 6.775 | 76.829 | 6.437 | 0
2087 | 0 | 0 | 0 | 3.047 | 73.655 | 2.895 | 0
2088 | 0 | 0 | 0 | 1.883 | 71.694 | 1.788 | 0
2089 | 0 | 0 | 0 | 2.701 | 68.88 | 2.566 | 0
2090 | 0 | 0 | 0 | 2.507 | 66.269 | 2.382 | 0
2091 | 0 | 0 | 0 | 2.472 | 63.694 | 2.348 | 0
2092 | 0 | 0 | 0 | 5.896 | 57.552 | 5.602 | 0
2093 | 0 | 0 | 0 | 5.443 | 51.882 | 5.171 | 0
2094 | 0 | 0 | 0 | 12.052 | 39.328 | 11.45 | 0
2095 | 0 | 1.787 | 0 | 22.983 | 15.387 | 23.531 | 0
2096 | 0 | 14.137 | 0 | 14.772 | 0 | 27.463 | 0
2097 | 0 | 36.63 | 1.352 | 0 | 1.298 | 21.492 | 12.021
2098 | 0 | 56.177 | 194.008 | 173.108 | 7.225 | 10.539 | 22.975
2099 | 0 | 68.251 | 171.853 | 138.879 | 27.538 | 7.034 | 26.479
2100 | 0 | 76.037 | 40.76 | 0 | 66.667 | 8.876 | 24.637
2101 | 0 | 78.004 | 42.727 | 0 | 107.685 | 7.537 | 25.976
2102 | 0 | 75.187 | 39.909 | 0 | 145.998 | 6.398 | 27.116
2103 | 0 | 66.997 | 31.72 | 0 | 176.449 | 9.837 | 23.676
2104 | 0 | 53.568 | 18.29 | 0 | 194.008 | 14.081 | 19.432
2105 | 0 | 34.427 | 0 | 0 | 194.008 | 20.787 | 11.918
2106 | 0 | 11.471 | 0 | 20.067 | 173.105 | 29.961 | 0
2107 | 3.047 | 0.081 | 0 | 33.483 | 138.227 | 34.933 | 0
2108 | 0 | 0 | 0 | 30.481 | 106.475 | 28.957 | 0
2109 | 0 | 0 | 0 | 16.645 | 89.137 | 15.813 | 0
2110 | 0 | 0 | 0 | 6.323 | 82.55 | 6.007 | 0
2111 | 0 | 0 | 0 | 2.665 | 79.774 | 2.532 | 0
2112 | 0 | 0 | 0 | 2.475 | 77.196 | 2.352 | 0
2113 | 0 | 0 | 0 | 2.725 | 74.357 | 2.589 | 0
2114 | 0 | 0 | 0 | 2.928 | 71.307 | 2.781 | 0
2115 | 0 | 0 | 0 | 3.201 | 67.973 | 3.041 | 0
2116 | 0 | 0 | 0 | 4.56 | 63.222 | 4.332 | 0
2117 | 0.193 | 0 | 0 | 6.818 | 56.12 | 6.67 | 0
2118 | 3.047 | 0 | 0 | 13.219 | 42.35 | 15.604 | 0
2119 | 3.047 | 1.822 | 0 | 24.096 | 17.25 | 27.669 | 0
2120 | 3.047 | 13.922 | 0 | 16.56 | 0 | 32.005 | 0
2121 | 0 | 36.364 | 1.087 | 0 | 1.044 | 22.198 | 11.315
2122 | 0 | 55.191 | 19.914 | 0 | 20.161 | 12.977 | 20.536
2123 | 0 | 66.86 | 31.583 | 0 | 50.481 | 8.171 | 25.343
2124 | 0 | 74.4 | 70.116 | 30.994 | 85.507 | 9.292 | 24.221
2125 | 0 | 75.932 | 194.008 | 153.353 | 112.012 | 7.531 | 25.982
2126 | 0 | 73.373 | 38.096 | 0 | 148.584 | 9.579 | 23.934
2127 | 0 | 65.432 | 30.155 | 0 | 177.533 | 11.354 | 22.159
2128 | 0 | 52.439 | 17.162 | 0 | 194.008 | 16.468 | 17.045
2129 | 0 | 33.757 | 0 | 1.52 | 192.424 | 21.48 | 12.033
2130 | 0 | 11.45 | 0 | 22.794 | 168.681 | 28.335 | 4.197
2131 | 1.239 | 0.079 | 0 | 35.198 | 132.016 | 34.753 | 0
2132 | 0 | 0 | 0 | 29.244 | 101.553 | 27.782 | 0
2133 | 0 | 0 | 0 | 18.354 | 82.435 | 17.436 | 0
2134 | 0 | 0 | 0 | 8.336 | 73.752 | 7.919 | 0
2135 | 0 | 0 | 0 | 3.772 | 69.823 | 3.583 | 0
2136 | 0 | 0 | 0 | 2.395 | 67.328 | 2.276 | 0
2137 | 0 | 0 | 0 | 2.603 | 64.616 | 2.473 | 0
2138 | 0 | 0 | 0 | 2.787 | 61.713 | 2.648 | 0
2139 | 0 | 0 | 0 | 2.717 | 58.882 | 2.581 | 0
2140 | 0 | 0 | 0 | 4.071 | 54.642 | 3.868 | 0
2141 | 0 | 0 | 0 | 7.259 | 47.08 | 6.896 | 0
2142 | 0 | 0 | 0 | 15.924 | 30.492 | 15.128 | 0
2143 | 0 | 1.831 | 0 | 20.042 | 9.615 | 20.779 | 0
2144 | 0 | 13.925 | 0 | 9.23 | 0 | 21.997 | 0
2145 | 0 | 35.535 | 0.258 | 0 | 0.248 | 18.148 | 15.365
2146 | 0 | 54.403 | 19.125 | 0 | 18.608 | 14.505 | 19.008
2147 | 0 | 65.158 | 29.881 | 0 | 47.294 | 13.32 | 20.193
2148 | 0 | 73.446 | 135.899 | 97.73 | 75.955 | 11.633 | 21.88
2149 | 0 | 75.265 | 39.987 | 0 | 114.343 | 12.173 | 21.34
2150 | 0 | 72.533 | 37.256 | 0 | 150.109 | 15.487 | 18.027
2151 | 0 | 64.519 | 29.242 | 0 | 178.181 | 17.956 | 15.557
2152 | 0 | 51.764 | 16.486 | 0 | 194.008 | 19.248 | 14.265
2153 | 0 | 33.194 | 0 | 2.083 | 191.838 | 22.739 | 10.774
2154 | 0 | 11.081 | 0 | 24.196 | 166.634 | 25.939 | 7.574
2155 | 0 | 0.074 | 0 | 27.401 | 138.091 | 26.101 | 0
2156 | 0 | 0 | 0 | 35.277 | 101.344 | 18.069 | 15.444
2157 | 0 | 0 | 0 | 23.077 | 77.306 | 10.751 | 11.172
2158 | 0 | 0 | 0 | 6.689 | 70.338 | 6.354 | 0
2159 | 0 | 0 | 0 | 3.86 | 66.317 | 3.667 | 0
2160 | 0 | 0 | 0 | 2.246 | 63.978 | 2.133 | 0
2161 | 0 | 0 | 0 | 2.4 | 61.478 | 2.28 | 0
2162 | 0 | 0 | 0 | 2.712 | 58.653 | 2.576 | 0
2163 | 0 | 0 | 0 | 3.02 | 55.507 | 2.869 | 0
2164 | 0 | 0 | 0 | 4.508 | 50.812 | 4.282 | 0
2165 | 0 | 0 | 0 | 6.875 | 43.65 | 6.531 | 0
2166 | 0 | 0 | 0 | 13.933 | 29.136 | 13.237 | 0
2167 | 0 | 1.838 | 0 | 18.153 | 10.227 | 18.992 | 0
2168 | 0 | 13.482 | 0 | 9.818 | 0 | 22.135 | 0
2169 | 0 | 34.749 | 0 | 0 | 0 | 20.569 | 12.443
2170 | 0 | 53.359 | 53.906 | 35.824 | 14.433 | 19.645 | 13.869
2171 | 0 | 64.325 | 29.048 | 0 | 42.319 | 13.589 | 19.925
2172 | 0 | 72.054 | 36.777 | 0 | 77.625 | 11.309 | 22.204
2173 | 0 | 74.69 | 39.413 | 0 | 115.462 | 14.975 | 18.538
2174 | 0 | 72.051 | 36.774 | 0 | 150.765 | 16.813 | 16.701
2175 | 0 | 64.321 | 29.044 | 0 | 178.647 | 16.172 | 17.341
2176 | 0 | 51.278 | 16.001 | 0 | 194.008 | 19.86 | 13.653
2177 | 0 | 32.568 | 0 | 2.709 | 191.186 | 25.28 | 8.233
2178 | 0 | 10.753 | 0 | 24.524 | 165.64 | 26.773 | 6.74
2179 | 0 | 0.074 | 0 | 27.57 | 136.922 | 26.261 | 0
2180 | 0 | 0 | 0 | 24.497 | 111.404 | 22.159 | 1.113
2181 | 0 | 0 | 0 | 17.647 | 93.022 | 16.765 | 0
2182 | 0 | 0 | 0 | 6.835 | 85.901 | 6.494 | 0
2183 | 0 | 0 | 0 | 3.212 | 82.556 | 3.051 | 0
2184 | 0 | 0 | 0 | 2.571 | 79.877 | 2.443 | 0
2185 | 0 | 0 | 0 | 2.571 | 77.199 | 2.443 | 0
2186 | 0 | 0 | 0 | 2.685 | 74.402 | 2.551 | 0
2187 | 0 | 0 | 0 | 2.559 | 71.736 | 2.431 | 0
2188 | 0 | 0 | 0 | 4.35 | 67.205 | 4.133 | 0
2189 | 0 | 0 | 0 | 8.012 | 58.859 | 7.611 | 0
2190 | 0 | 0 | 0 | 13.828 | 44.455 | 13.137 | 0
2191 | 0 | 1.867 | 0 | 23.29 | 20.194 | 23.9 | 0
2192 | 0 | 13.381 | 0 | 19.386 | 0 | 31.129 | 0
2193 | 0 | 34.448 | 0 | 0 | 0 | 25.184 | 7.542
2194 | 0 | 52.872 | 17.595 | 0 | 16.891 | 13.824 | 19.689
2195 | 0 | 63.798 | 28.52 | 0 | 44.271 | 6.894 | 26.619
2196 | 0 | 71.787 | 36.51 | 0 | 79.32 | 6.839 | 26.674
2197 | 0 | 74.43 | 39.153 | 0 | 116.907 | 7.121 | 26.393
2198 | 0 | 71.807 | 36.53 | 0 | 151.976 | 8.678 | 24.835
2199 | 0 | 63.546 | 28.269 | 0 | 179.114 | 10.794 | 22.72
2200 | 0 | 50.336 | 15.059 | 0 | 193.57 | 15.972 | 17.541
2201 | 0 | 31.189 | 0 | 1.1 | 192.424 | 23.916 | 6.758
2202 | 0 | 10.249 | 0 | 24.195 | 167.22 | 32.722 | 0
2203 | 0.033 | 0.077 | 0 | 35.2 | 130.554 | 33.546 | 0
2204 | 0 | 0 | 0 | 27.924 | 101.466 | 26.528 | 0
2205 | 0 | 0 | 0 | 16.12 | 84.674 | 15.314 | 0
2206 | 0 | 0 | 0 | 6.106 | 78.313 | 5.801 | 0
2207 | 0 | 0 | 0 | 2.916 | 75.276 | 2.77 | 0
2208 | 0 | 0 | 0 | 2.273 | 72.909 | 2.159 | 0
2209 | 0 | 0 | 0 | 2.675 | 70.122 | 2.541 | 0
2210 | 0 | 0 | 0 | 2.739 | 67.269 | 2.602 | 0
2211 | 0 | 0 | 0 | 2.918 | 64.229 | 2.772 | 0
2212 | 0 | 0 | 0 | 3.653 | 60.424 | 3.471 | 0
2213 | 0 | 0 | 0 | 6.721 | 53.423 | 6.385 | 0
2214 | 0 | 0 | 0 | 13.952 | 38.89 | 13.255 | 0
2215 | 0 | 2.019 | 0 | 21.351 | 16.649 | 22.201 | 0
2216 | 0 | 13.754 | 0 | 15.983 | 0 | 28.25 | 0
2217 | 0 | 34.189 | 0 | 0 | 0 | 23.431 | 9.048
2218 | 0 | 52.464 | 17.187 | 0 | 16.499 | 13.463 | 20.05
2219 | 0 | 63.684 | 28.407 | 0 | 43.77 | 7.278 | 26.235
2220 | 0 | 71.301 | 36.024 | 0 | 78.353 | 6.906 | 26.608
2221 | 0 | 73.444 | 38.167 | 0 | 114.993 | 8.034 | 25.479
2222 | 0 | 70.921 | 35.644 | 0 | 149.211 | 7.671 | 25.843
2223 | 0 | 62.998 | 27.72 | 0 | 175.822 | 11.003 | 22.51
2224 | 0 | 49.9 | 14.622 | 0 | 189.86 | 14.297 | 19.216
2225 | 0 | 31.348 | 4.321 | 0 | 194.008 | 19.963 | 5.713
2226 | 0 | 10.407 | 0 | 20.675 | 172.471 | 29.529 | 0
2227 | 3.047 | 0.077 | 0 | 33.885 | 137.175 | 35.31 | 0
2228 | 0 | 0 | 0 | 29.138 | 106.823 | 27.681 | 0
2229 | 0 | 0 | 0 | 19.738 | 86.262 | 18.752 | 0
2230 | 0 | 0 | 0 | 6.488 | 79.504 | 6.163 | 0
2231 | 0 | 0 | 0 | 2.731 | 76.658 | 2.595 | 0
2232 | 0 | 0 | 0 | 2.215 | 74.351 | 2.105 | 0
2233 | 0 | 0 | 0 | 2.192 | 72.068 | 2.082 | 0
2234 | 0 | 0 | 0 | 2.753 | 69.2 | 2.615 | 0
2235 | 0 | 0 | 0 | 2.541 | 66.553 | 2.414 | 0
2236 | 0 | 0 | 0 | 3.306 | 63.11 | 3.141 | 0
2237 | 0 | 0 | 0 | 5.661 | 57.213 | 5.378 | 0
2238 | 0 | 0 | 0 | 13.276 | 43.383 | 12.612 | 0
2239 | 0.943 | 1.922 | 0 | 22.282 | 20.173 | 23.937 | 0
2240 | 0 | 13.158 | 0 | 19.366 | 0 | 30.898 | 0
2241 | 0 | 34.068 | 0 | 0 | 0 | 27.212 | 5.152
2242 | 0 | 52.315 | 17.038 | 0 | 16.357 | 13.922 | 19.591
2243 | 0 | 63.295 | 28.018 | 0 | 43.254 | 10.017 | 23.496
2244 | 0 | 70.815 | 35.538 | 0 | 77.37 | 6.572 | 26.942
2245 | 0 | 72.886 | 37.608 | 0 | 113.474 | 7.542 | 25.971
2246 | 0 | 69.999 | 34.722 | 0 | 146.807 | 9.264 | 24.249
2247 | 0 | 61.865 | 26.587 | 0 | 172.331 | 10.901 | 22.613
2248 | 0 | 48.079 | 15.804 | 0 | 187.503 | 16.377 | 14.284
2249 | 0 | 31.064 | 6.776 | 0 | 194.008 | 23.074 | 0
2250 | 0 | 10.265 | 0 | 24.908 | 168.063 | 33.414 | 0
2251 | 3.047 | 0.076 | 0 | 32.277 | 134.44 | 33.783 | 0
2252 | 0 | 0 | 0 | 29.22 | 104.003 | 27.759 | 0
2253 | 0 | 0 | 0 | 20.169 | 82.993 | 19.161 | 0
2254 | 0 | 0 | 0 | 8.501 | 74.138 | 8.076 | 0
2255 | 0 | 0 | 0 | 3.289 | 70.712 | 3.124 | 0
2256 | 0 | 0 | 0 | 2.086 | 68.539 | 1.982 | 0
2257 | 0 | 0 | 0 | 2.254 | 66.191 | 2.142 | 0
2258 | 0 | 0 | 0 | 2.296 | 63.799 | 2.182 | 0
2259 | 0 | 0 | 0 | 2.767 | 60.916 | 2.629 | 0
2260 | 0 | 0 | 0 | 4.228 | 56.512 | 4.017 | 0
2261 | 0 | 0 | 0 | 5.757 | 50.515 | 5.47 | 0
2262 | 0 | 0 | 0 | 11.28 | 38.765 | 10.716 | 0
2263 | 1.793 | 1.979 | 0 | 19.477 | 18.476 | 22.176 | 0
2264 | 3.047 | 11.803 | 0 | 17.737 | 0 | 31.11 | 0
2265 | 0 | 26.422 | 0 | 0 | 0 | 23.333 | 1.767
2266 | 0 | 45.154 | 9.877 | 0 | 9.482 | 13.186 | 20.327
2267 | 0 | 57.373 | 22.095 | 0 | 30.693 | 8.285 | 25.228
2268 | 0 | 68.211 | 32.934 | 0 | 62.31 | 8.466 | 25.048
2269 | 0 | 71.282 | 36.005 | 0 | 96.874 | 7.679 | 25.835
2270 | 0 | 69.401 | 34.124 | 0 | 129.633 | 11.056 | 22.457
2271 | 0 | 61.631 | 26.649 | 0 | 155.216 | 10.631 | 22.602
2272 | 0 | 48.768 | 32.881 | 0 | 186.782 | 15.093 | 0
2273 | 0 | 30.686 | 7.527 | 0 | 194.008 | 22 | 0
2274 | 0 | 9.803 | 0 | 24.274 | 168.722 | 32.373 | 0
2275 | 3.047 | 0.069 | 0 | 35.208 | 132.047 | 37.157 | 0
2276 | 0 | 0 | 0 | 28.926 | 101.916 | 27.48 | 0
2277 | 0 | 0 | 0 | 18.763 | 82.371 | 17.825 | 0
2278 | 0 | 0 | 0 | 9.281 | 72.704 | 8.817 | 0
2279 | 0 | 0 | 0 | 3.207 | 69.363 | 3.046 | 0
2280 | 0 | 0 | 0 | 2 | 67.28 | 1.9 | 0
2281 | 0 | 0 | 0 | 2.638 | 64.532 | 2.506 | 0
2282 | 0 | 0 | 0 | 4.182 | 60.176 | 3.972 | 0
2283 | 0 | 0 | 0 | 3.305 | 56.734 | 3.14 | 0
2284 | 1.915 | 0 | 0 | 2.102 | 54.544 | 3.912 | 0
2285 | 3.047 | 0 | 0 | 5.108 | 49.223 | 7.899 | 0
2286 | 3.047 | 0 | 0 | 12.329 | 36.38 | 14.76 | 0
2287 | 3.047 | 1.903 | 0 | 20.317 | 15.217 | 24.156 | 0
2288 | 3.047 | 12.621 | 0 | 14.608 | 0 | 28.914 | 0
2289 | 0 | 32.871 | 0 | 0 | 0 | 25.683 | 5.544
2290 | 0 | 50.806 | 15.529 | 0 | 14.908 | 11.628 | 21.885
2291 | 0 | 61.763 | 26.486 | 0 | 40.334 | 6.728 | 26.785
2292 | 0 | 69.384 | 34.106 | 0 | 73.076 | 5.167 | 28.346
2293 | 0 | 71.554 | 36.276 | 0 | 107.902 | 6.513 | 27
2294 | 0 | 68.917 | 33.639 | 0 | 140.196 | 9.455 | 24.059
2295 | 0 | 61.384 | 26.107 | 0 | 165.258 | 10.381 | 23.132
2296 | 0 | 48.722 | 13.444 | 0 | 178.164 | 15.342 | 18.171
2297 | 0 | 30.688 | 7.511 | 0 | 185.375 | 19.95 | 2.068
2298 | 0 | 9.819 | 0 | 22.091 | 162.364 | 30.315 | 0
2299 | 1.124 | 0.068 | 0 | 35.21 | 125.687 | 34.637 | 0
2300 | 0 | 0 | 0 | 31.846 | 92.515 | 30.253 | 0
2301 | 0 | 0 | 0 | 17.871 | 73.899 | 16.978 | 0
2302 | 0 | 0 | 0 | 7.528 | 66.056 | 7.152 | 0
2303 | 0 | 0 | 0 | 2.881 | 63.055 | 2.737 | 0
2304 | 0 | 0 | 0 | 2.464 | 60.489 | 2.341 | 0
2305 | 0 | 0 | 0 | 2.706 | 57.67 | 2.57 | 0
2306 | 0 | 0 | 0 | 2.951 | 54.596 | 2.804 | 0
2307 | 0 | 0 | 0 | 3.157 | 51.307 | 2.999 | 0
2308 | 0 | 0 | 0 | 4.905 | 46.198 | 4.66 | 0
2309 | 0 | 0 | 0 | 7.457 | 38.431 | 7.084 | 0
2310 | 0 | 0 | 0 | 13.47 | 24.4 | 12.796 | 0
2311 | 0 | 1.92 | 0 | 15.772 | 7.97 | 16.808 | 0
2312 | 0 | 12.687 | 0 | 7.652 | 0 | 19.322 | 0
2313 | 0 | 32.922 | 0 | 0 | 0 | 16.76 | 14.516
2314 | 0 | 50.671 | 15.394 | 0 | 14.778 | 13.47 | 20.043
2315 | 0 | 61.382 | 26.104 | 0 | 39.838 | 11.458 | 22.055
2316 | 0 | 68.58 | 33.302 | 0 | 71.809 | 11.827 | 21.686
2317 | 0 | 70.513 | 35.236 | 0 | 105.635 | 14.272 | 19.242
2318 | 0 | 68.157 | 32.88 | 0 | 137.199 | 17.402 | 16.111
2319 | 0 | 60.53 | 25.253 | 0 | 161.442 | 17.98 | 15.534
2320 | 0 | 47.865 | 12.588 | 0 | 173.526 | 18.452 | 15.061
2321 | 0 | 30 | 0 | 5.071 | 168.244 | 24.627 | 8.691
2322 | 0 | 9.281 | 0 | 21.704 | 145.635 | 29.436 | 0
2323 | 0 | 0.069 | 0 | 29.394 | 115.016 | 27.99 | 0
2324 | 0 | 0 | 0 | 21.25 | 92.881 | 20.187 | 0
2325 | 0 | 0 | 0 | 17.884 | 74.252 | 16.99 | 0
2326 | 0 | 0 | 0 | 9.248 | 64.619 | 8.785 | 0
2327 | 0 | 0 | 0 | 4.121 | 60.326 | 3.915 | 0
2328 | 0 | 0 | 0 | 1.924 | 58.322 | 1.828 | 0
2329 | 0 | 0 | 0 | 2.424 | 55.797 | 2.302 | 0
2330 | 0 | 0 | 0 | 2.898 | 52.779 | 2.753 | 0
2331 | 0 | 0 | 0 | 2.952 | 49.704 | 2.804 | 0
2332 | 0 | 0 | 0 | 4.193 | 45.336 | 3.984 | 0
2333 | 0 | 0 | 0 | 5.945 | 39.143 | 5.648 | 0
2334 | 0 | 0 | 0 | 12.022 | 26.62 | 11.421 | 0
2335 | 0 | 1.903 | 0 | 16.759 | 9.163 | 17.729 | 0
2336 | 0 | 12.168 | 0 | 8.796 | 0 | 19.916 | 0
2337 | 0 | 31.834 | 0 | 0 | 0 | 15.371 | 14.871
2338 | 0 | 50.878 | 15.601 | 0 | 14.977 | 14.228 | 19.285
2339 | 0 | 61.083 | 25.805 | 0 | 39.75 | 11.406 | 22.107
2340 | 0 | 67.555 | 32.278 | 0 | 70.737 | 11.682 | 21.832
2341 | 0 | 66.497 | 31.22 | 0 | 100.708 | 12.786 | 20.728
2342 | 0 | 58.535 | 28.655 | 0 | 128.217 | 15.612 | 12.774
2343 | 0 | 52.01 | 33.218 | 0 | 160.106 | 17.853 | 0
2344 | 0 | 43.54 | 20.113 | 0 | 179.414 | 22.256 | 0
2345 | 0 | 25.84 | 0 | 2.339 | 176.978 | 26.77 | 0
2346 | 0 | 9.017 | 0 | 20.536 | 155.586 | 28.075 | 0
2347 | 0 | 0.071 | 0 | 26.232 | 128.262 | 24.987 | 0
2348 | 0 | 0 | 0 | 21.091 | 106.292 | 20.037 | 0
2349 | 0 | 0 | 0 | 12.785 | 92.974 | 12.146 | 0
2350 | 0 | 0 | 0 | 6.629 | 86.068 | 6.298 | 0
2351 | 0 | 0 | 0 | 5.374 | 80.47 | 5.105 | 0
2352 | 0 | 0 | 0 | 2.053 | 78.332 | 1.95 | 0
2353 | 0 | 0 | 0 | 2.629 | 75.593 | 2.497 | 0
2354 | 0 | 0 | 0 | 2.528 | 72.96 | 2.401 | 0
2355 | 0 | 0 | 0 | 2.512 | 70.344 | 2.386 | 0
2356 | 0 | 0 | 0 | 3.44 | 66.76 | 3.268 | 0
2357 | 0 | 0 | 0 | 5.907 | 60.608 | 5.611 | 0
2358 | 0 | 0 | 0 | 12.956 | 47.112 | 12.308 | 0
2359 | 0 | 1.978 | 0 | 24.392 | 21.704 | 25.051 | 0
2360 | 0 | 12.523 | 0 | 20.835 | 0 | 31.69 | 0
2361 | 0 | 32.624 | 0 | 0 | 0 | 23.097 | 7.895
2362 | 0 | 50.641 | 15.364 | 0 | 14.749 | 12.295 | 21.219
2363 | 0 | 61.863 | 26.585 | 0 | 40.271 | 7.156 | 26.358
2364 | 0 | 68.912 | 33.634 | 0 | 72.56 | 5.637 | 27.877
2365 | 0 | 70.531 | 35.254 | 0 | 106.404 | 7.118 | 26.395
2366 | 0 | 62.137 | 26.86 | 0 | 132.189 | 9.544 | 23.97
2367 | 0 | 57.734 | 30.091 | 0 | 161.077 | 10.862 | 15.399
2368 | 0 | 44.56 | 29.954 | 0 | 189.833 | 13.876 | 0
2369 | 0 | 28.008 | 4.349 | 0 | 194.008 | 22.476 | 0
2370 | 0 | 8.888 | 0 | 24.324 | 168.67 | 31.552 | 0
2371 | 3.047 | 0.067 | 0 | 33.521 | 133.752 | 34.955 | 0
2372 | 0 | 0 | 0 | 31.081 | 101.376 | 29.527 | 0
2373 | 0 | 0 | 0 | 17.275 | 83.381 | 16.411 | 0
2374 | 0 | 0 | 0 | 6.386 | 76.729 | 6.067 | 0
2375 | 0 | 0 | 0 | 2.984 | 73.62 | 2.835 | 0
2376 | 0 | 0 | 0 | 1.931 | 71.609 | 1.834 | 0
2377 | 0 | 0 | 0 | 2.599 | 68.902 | 2.469 | 0
2378 | 0 | 0 | 0 | 2.616 | 66.177 | 2.485 | 0
2379 | 0 | 0 | 0 | 3.412 | 62.622 | 3.242 | 0
2380 | 0 | 0 | 0 | 3.923 | 58.535 | 3.727 | 0
2381 | 0 | 0 | 0 | 5.719 | 52.579 | 5.433 | 0
2382 | 0 | 0 | 0 | 13.328 | 38.696 | 12.661 | 0
2383 | 2.09 | 1.949 | 0 | 21.938 | 15.843 | 24.783 | 0
2384 | 3.047 | 12.515 | 0 | 15.21 | 0 | 29.385 | 0
2385 | 0 | 32.302 | 0 | 0 | 0 | 21.569 | 9.118
2386 | 0 | 51.032 | 15.755 | 0 | 15.125 | 11.437 | 22.076
2387 | 0 | 62.198 | 26.921 | 0 | 40.969 | 7.847 | 25.667
2388 | 0 | 69.1 | 33.822 | 0 | 73.438 | 7.07 | 26.443
2389 | 0 | 69.498 | 34.221 | 0 | 106.29 | 6.389 | 27.124
2390 | 0 | 64.339 | 32.922 | 0 | 137.895 | 7.447 | 22.4
2391 | 0 | 51.434 | 38.19 | 0 | 174.557 | 12.581 | 0
2392 | 0 | 30.472 | 17.315 | 0 | 191.18 | 12.5 | 0
2393 | 0 | 21.122 | 2.946 | 0 | 194.008 | 17.267 | 0
2394 | 0 | 6.078 | 0 | 24.387 | 168.605 | 28.941 | 0
2395 | 3.047 | 0.059 | 0 | 33.821 | 133.375 | 35.232 | 0
2396 | 0 | 0 | 0 | 28.36 | 103.833 | 26.942 | 0
2397 | 0 | 0 | 0 | 18.563 | 84.496 | 17.635 | 0
2398 | 0 | 0 | 0 | 7.906 | 76.261 | 7.51 | 0
2399 | 0 | 0 | 0 | 2.696 | 73.453 | 2.561 | 0
2400 | 0 | 0 | 0 | 2.134 | 71.23 | 2.027 | 0
2401 | 0 | 0 | 0 | 2.358 | 68.773 | 2.24 | 0
2402 | 0 | 0 | 0 | 2.297 | 66.381 | 2.182 | 0
2403 | 0.091 | 0 | 0 | 3.394 | 62.845 | 3.316 | 0
2404 | 3.047 | 0 | 0 | 1.228 | 61.566 | 4.213 | 0
2405 | 3.047 | 0 | 0 | 4.102 | 57.293 | 6.943 | 0
2406 | 3.047 | 0 | 0 | 10.429 | 46.429 | 12.955 | 0
2407 | 3.047 | 1.534 | 0 | 22.64 | 22.846 | 26.012 | 0
2408 | 3.047 | 12.467 | 0 | 21.932 | 0 | 35.726 | 0
2409 | 0 | 29.986 | 0 | 0 | 0 | 25.205 | 3.281
2410 | 0 | 50.342 | 15.065 | 0 | 14.462 | 11.339 | 22.174
2411 | 0 | 60.538 | 25.261 | 0 | 38.712 | 7.751 | 25.763
2412 | 0 | 65.823 | 30.546 | 0 | 68.036 | 6.757 | 26.756
2413 | 0 | 64.623 | 29.346 | 0 | 96.208 | 7.294 | 26.22
2414 | 0 | 56.624 | 31.006 | 0 | 125.974 | 8.217 | 16.12
2415 | 0 | 52.194 | 40.357 | 0 | 164.716 | 11.246 | 0
2416 | 0 | 43.753 | 27.334 | 0 | 190.957 | 15.597 | 0
2417 | 0 | 26.099 | 3.178 | 0 | 194.008 | 21.775 | 0
2418 | 0 | 7.205 | 0 | 27.714 | 165.139 | 33.174 | 0
2419 | 3.047 | 0.057 | 0 | 35.22 | 128.452 | 38.005 | 0
2420 | 0 | 0 | 0 | 28.928 | 98.318 | 27.482 | 0
2421 | 0 | 0 | 0 | 20.941 | 76.505 | 19.894 | 0
2422 | 0 | 0 | 0 | 8.499 | 67.651 | 8.075 | 0
2423 | 0 | 0 | 0 | 3.479 | 64.027 | 3.305 | 0
2424 | 2.277 | 0 | 0 | 0 | 64.027 | 2.277 | 0
2425 | 0.326 | 0 | 0 | 2.486 | 61.437 | 2.688 | 0
2426 | 3.047 | 0 | 0 | 0.004 | 61.433 | 3.05 | 0
2427 | 2.979 | 0 | 0 | 0 | 61.433 | 2.979 | 0
2428 | 3.047 | 0 | 0 | 0.433 | 60.982 | 3.458 | 0
2429 | 3.047 | 0 | 0 | 3.723 | 57.104 | 6.583 | 0
2430 | 3.047 | 0 | 0 | 12.954 | 43.61 | 15.353 | 0
2431 | 3.047 | 1.974 | 0 | 22.671 | 19.995 | 26.459 | 0
2432 | 3.047 | 11.828 | 0 | 19.196 | 0 | 32.519 | 0
2433 | 0 | 31.073 | 0 | 0 | 0 | 23.464 | 6.055
2434 | 0 | 49.764 | 14.487 | 0 | 13.907 | 11.762 | 21.752
2435 | 0 | 61.299 | 26.021 | 0 | 38.888 | 6.065 | 27.448
2436 | 0 | 68.178 | 32.901 | 0 | 70.473 | 5.9 | 27.613
2437 | 0 | 69.664 | 34.387 | 0 | 103.485 | 8.359 | 25.154
2438 | 0 | 66.856 | 31.578 | 0 | 133.8 | 8.802 | 24.712
2439 | 0 | 57.056 | 36.228 | 0 | 168.579 | 12.741 | 7.045
2440 | 0 | 39.806 | 25.716 | 0 | 193.266 | 13.386 | 0
2441 | 0 | 21.83 | 0.772 | 0 | 194.008 | 20.005 | 0
2442 | 0 | 6.131 | 0 | 25.436 | 167.512 | 29.988 | 0
2443 | 3.047 | 0.038 | 0 | 31.627 | 134.567 | 33.128 | 0
2444 | 0 | 0 | 0 | 30.148 | 103.163 | 28.641 | 0
2445 | 0 | 0 | 0 | 19.994 | 82.336 | 18.994 | 0
2446 | 0 | 0 | 0 | 8.04 | 73.961 | 7.638 | 0
2447 | 0 | 0 | 0 | 3.407 | 70.411 | 3.237 | 0
2448 | 0 | 0 | 0 | 2.923 | 67.367 | 2.776 | 0
2449 | 0 | 0 | 0 | 2.861 | 64.387 | 2.718 | 0
2450 | 0 | 0 | 0 | 2.661 | 61.615 | 2.528 | 0
2451 | 0 | 0 | 0 | 3.208 | 58.274 | 3.047 | 0
2452 | 0 | 0 | 0 | 3.482 | 54.647 | 3.308 | 0
2453 | 2.893 | 0 | 0 | 3.137 | 51.379 | 5.873 | 0
2454 | 3.047 | 0 | 0 | 12.069 | 38.808 | 14.512 | 0
2455 | 3.047 | 2.128 | 0 | 19.988 | 17.987 | 24.056 | 0
2456 | 3.047 | 11.956 | 0 | 17.268 | 0 | 30.809 | 0
2457 | 0 | 31.778 | 0 | 0 | 0 | 23.315 | 6.874
2458 | 0 | 49.146 | 13.868 | 0 | 13.314 | 12.672 | 20.842
2459 | 0 | 58.796 | 23.518 | 0 | 35.891 | 8.977 | 24.537
2460 | 0 | 66.045 | 30.768 | 0 | 65.428 | 8.056 | 25.458
2461 | 0 | 66.297 | 31.02 | 0 | 95.207 | 9.148 | 24.366
2462 | 0 | 62.148 | 30.199 | 0 | 124.198 | 9.615 | 20.737
2463 | 0 | 55.315 | 43.391 | 0 | 165.853 | 11.328 | 0
2464 | 0 | 40.218 | 27.736 | 0 | 192.479 | 11.858 | 0
2465 | 0 | 23.741 | 1.592 | 0 | 194.008 | 21.042 | 0
2466 | 0 | 6.893 | 0 | 26.925 | 165.961 | 32.127 | 0
2467 | 3.047 | 0.06 | 0 | 35.217 | 129.276 | 38.484 | 0
2468 | 0 | 0 | 0 | 33.431 | 94.452 | 31.759 | 0
2469 | 0 | 0 | 0 | 17.748 | 75.965 | 16.86 | 0
2470 | 0 | 0 | 0 | 7.893 | 67.742 | 7.499 | 0
2471 | 0 | 0 | 0 | 3.086 | 64.528 | 2.932 | 0
2472 | 0 | 0 | 0 | 2.033 | 62.41 | 1.932 | 0
2473 | 0 | 0 | 0 | 2.145 | 60.175 | 2.038 | 0
2474 | 0 | 0 | 0 | 2.547 | 57.522 | 2.42 | 0
2475 | 0 | 0 | 0 | 2.995 | 54.402 | 2.845 | 0
2476 | 0 | 0 | 0 | 5.314 | 48.866 | 5.048 | 0
2477 | 0 | 0 | 0 | 6.65 | 41.939 | 6.318 | 0
2478 | 0 | 0 | 0 | 12.537 | 28.88 | 11.91 | 0
2479 | 0 | 2.058 | 0 | 16.628 | 11.559 | 17.752 | 0
2480 | 0.601 | 11.511 | 0 | 11.096 | 0 | 22.077 | 0
2481 | 0 | 29.742 | 0 | 0 | 0 | 19.104 | 9.15
2482 | 0 | 41.148 | 5.871 | 0 | 5.636 | 15.761 | 17.752
2483 | 0 | 53.008 | 17.731 | 0 | 22.658 | 13.63 | 19.884
2484 | 0 | 62.253 | 26.976 | 0 | 48.555 | 13.315 | 20.199
2485 | 0 | 65.874 | 30.597 | 0 | 77.928 | 12.169 | 21.344
2486 | 0 | 66.031 | 36.633 | 0 | 113.095 | 14.395 | 13.533
2487 | 0 | 55.115 | 35.997 | 0 | 147.652 | 18.163 | 0
2488 | 0 | 37.868 | 17.408 | 0 | 164.363 | 19.438 | 0
2489 | 0 | 25.709 | 1.977 | 0 | 166.26 | 22.546 | 0
2490 | 0 | 6.748 | 0 | 21.679 | 143.678 | 27.006 | 0
2491 | 0 | 0.061 | 0 | 29.334 | 113.121 | 27.925 | 0
2492 | 0 | 0 | 0 | 20.365 | 91.907 | 19.347 | 0
2493 | 0 | 0 | 0 | 12.644 | 78.736 | 12.012 | 0
2494 | 0 | 0 | 0 | 7.271 | 71.162 | 6.908 | 0
2495 | 0 | 0 | 0 | 3.709 | 67.299 | 3.523 | 0
2496 | 0 | 0 | 0 | 2.217 | 64.989 | 2.106 | 0
2497 | 0 | 0 | 0 | 2.745 | 62.13 | 2.608 | 0
2498 | 0 | 0 | 0 | 3.035 | 58.968 | 2.883 | 0
2499 | 0 | 0 | 0 | 3.177 | 55.659 | 3.018 | 0
2500 | 0 | 0 | 0 | 4.309 | 51.17 | 4.094 | 0
2501 | 0 | 0 | 0 | 7.59 | 43.264 | 7.21 | 0
2502 | 0 | 0 | 0 | 14.862 | 27.783 | 14.119 | 0
2503 | 0 | 3.61 | 0 | 16.355 | 10.746 | 18.966 | 0
2504 | 0 | 14.617 | 0 | 10.316 | 0 | 23.686 | 0
2505 | 0 | 30.464 | 0 | 0 | 0 | 18.806 | 10.134
2506 | 0 | 48.606 | 13.329 | 0 | 12.796 | 15.69 | 17.824
2507 | 0 | 61.346 | 26.069 | 0 | 37.822 | 13.059 | 20.455
2508 | 0 | 70.197 | 34.92 | 0 | 71.345 | 12.519 | 20.994
2509 | 0 | 71.739 | 36.462 | 0 | 106.349 | 11.177 | 22.337
2510 | 0 | 69.961 | 34.684 | 0 | 139.646 | 13.011 | 20.503
2511 | 0 | 59.975 | 28.268 | 0 | 166.784 | 16.5 | 13.621
2512 | 0 | 44.768 | 22.56 | 0 | 188.441 | 21.098 | 0
2513 | 0 | 23.443 | 0 | 3.855 | 184.425 | 25.933 | 0
2514 | 0 | 5.466 | 0 | 27.462 | 155.819 | 31.281 | 0
2515 | 0 | 0.037 | 0 | 28.057 | 126.594 | 26.688 | 0
2516 | 0 | 0 | 0 | 21.035 | 104.682 | 19.983 | 0
2517 | 0 | 0 | 0 | 11.797 | 92.394 | 11.207 | 0
2518 | 0 | 0 | 0 | 7.374 | 84.712 | 7.006 | 0
2519 | 0 | 0 | 0 | 4.179 | 80.359 | 3.97 | 0
2520 | 0 | 0 | 0 | 2.311 | 77.951 | 2.196 | 0
2521 | 0 | 0 | 0 | 2.546 | 75.3 | 2.419 | 0
2522 | 0 | 0 | 0 | 2.399 | 72.801 | 2.279 | 0
2523 | 0 | 0 | 0 | 4.085 | 68.546 | 3.881 | 0
2524 | 0 | 0 | 0 | 4.262 | 64.106 | 4.049 | 0
2525 | 0 | 0 | 0 | 5.58 | 58.294 | 5.301 | 0
2526 | 0 | 0 | 0 | 13.141 | 44.605 | 12.484 | 0
2527 | 0 | 2.255 | 0 | 23.851 | 19.76 | 24.801 | 0
2528 | 0 | 11.395 | 0 | 18.97 | 0 | 28.846 | 0
2529 | 0 | 30.039 | 0 | 0 | 0 | 24.725 | 3.812
2530 | 0 | 49.455 | 14.178 | 0 | 13.611 | 12.891 | 20.622
2531 | 0 | 61.417 | 26.14 | 0 | 38.705 | 8.062 | 25.452
2532 | 0 | 67.12 | 31.843 | 0 | 69.274 | 7.931 | 25.582
2533 | 0 | 69.151 | 33.874 | 0 | 101.793 | 7.121 | 26.392
2534 | 0 | 60.875 | 34.261 | 0 | 134.684 | 7.461 | 17.823
2535 | 0 | 47.137 | 36.23 | 0 | 169.464 | 10.362 | 0
2536 | 0 | 39.269 | 24.327 | 0 | 192.818 | 14.195 | 0
2537 | 0 | 22.625 | 1.239 | 0 | 194.008 | 20.316 | 0
2538 | 0 | 7.034 | 0 | 24.603 | 168.38 | 30.055 | 0
2539 | 3.047 | 0.042 | 0 | 34.51 | 132.432 | 35.871 | 0
2540 | 0 | 0 | 0 | 29.662 | 101.534 | 28.179 | 0
2541 | 0 | 0 | 0 | 18.789 | 81.962 | 17.85 | 0
2542 | 0 | 0 | 0 | 6.489 | 75.203 | 6.165 | 0
2543 | 0 | 0 | 0 | 3.792 | 71.252 | 3.603 | 0
2544 | 0 | 0 | 0 | 2.078 | 69.088 | 1.974 | 0
2545 | 0 | 0 | 0 | 2.426 | 66.561 | 2.304 | 0
2546 | 0 | 0 | 0 | 2.621 | 63.831 | 2.49 | 0
2547 | 0 | 0 | 0 | 2.968 | 60.739 | 2.82 | 0
2548 | 1.598 | 0 | 0 | 2.358 | 58.283 | 3.838 | 0
2549 | 0 | 0 | 0 | 6.123 | 51.905 | 5.817 | 0
2550 | 3.047 | 0 | 0 | 10.84 | 40.613 | 13.345 | 0
2551 | 3.047 | 2.138 | 0 | 20.378 | 19.386 | 24.438 | 0
2552 | 3.047 | 11.191 | 0 | 18.61 | 0 | 31.358 | 0
2553 | 0 | 26.132 | 0 | 0 | 0 | 24.655 | 0.17
2554 | 0 | 45.406 | 10.129 | 0 | 9.724 | 12.817 | 20.697
2555 | 0 | 57.833 | 22.556 | 0 | 31.377 | 9.143 | 24.37
2556 | 0 | 61.49 | 26.213 | 0 | 56.542 | 7.266 | 26.247
2557 | 0 | 65.62 | 30.343 | 0 | 85.671 | 8.636 | 24.877
2558 | 0 | 61.201 | 38.367 | 0 | 122.503 | 9.383 | 12.31
2559 | 0 | 55.036 | 42.108 | 0 | 162.927 | 12.282 | 0
2560 | 0 | 43.524 | 26.866 | 0 | 188.718 | 15.825 | 0
2561 | 0 | 26.157 | 5.51 | 0 | 194.008 | 19.614 | 0
2562 | 0 | 7.478 | 0 | 22.559 | 170.509 | 28.535 | 0
2563 | 3.046 | 0.061 | 0 | 32.477 | 136.679 | 33.957 | 0
2564 | 0 | 0 | 0 | 29.83 | 105.606 | 28.339 | 0
2565 | 0 | 0 | 0 | 17.33 | 87.555 | 16.463 | 0
2566 | 0 | 0 | 0 | 7.486 | 79.757 | 7.111 | 0
2567 | 0 | 0 | 0 | 3.294 | 76.326 | 3.129 | 0
2568 | 0 | 0 | 0 | 1.934 | 74.311 | 1.837 | 0
2569 | 0 | 0 | 0 | 2.518 | 71.688 | 2.392 | 0
2570 | 0 | 0 | 0 | 2.405 | 69.183 | 2.285 | 0
2571 | 0 | 0 | 0 | 2.927 | 66.134 | 2.78 | 0
2572 | 0 | 0 | 0 | 3.521 | 62.466 | 3.345 | 0
2573 | 0 | 0 | 0 | 8.597 | 53.511 | 8.167 | 0
2574 | 0 | 0 | 0 | 10.361 | 42.718 | 9.843 | 0
2575 | 0 | 2.134 | 0 | 21.838 | 19.97 | 22.774 | 0
2576 | 0 | 12.801 | 0 | 19.171 | 0 | 30.374 | 0
2577 | 0 | 31.11 | 0 | 0 | 0 | 23.039 | 6.516
2578 | 0 | 48.443 | 13.166 | 0 | 12.639 | 12.134 | 21.379
2579 | 0 | 58.313 | 23.036 | 0 | 34.753 | 8.709 | 24.804
2580 | 0 | 65.328 | 30.051 | 0 | 63.602 | 7.165 | 26.349
2581 | 0 | 67.621 | 32.343 | 0 | 94.652 | 8.044 | 25.469
2582 | 0 | 64.365 | 29.087 | 0 | 122.576 | 8.709 | 24.804
2583 | 0 | 57.22 | 37.403 | 0 | 158.482 | 10.918 | 7.909
2584 | 0 | 45.828 | 30.398 | 0 | 187.664 | 14.659 | 0
2585 | 0 | 28.691 | 6.608 | 0 | 194.008 | 20.978 | 0
2586 | 0 | 7.739 | 0 | 26.846 | 166.043 | 32.855 | 0
2587 | 3.047 | 0.081 | 0 | 33.048 | 131.619 | 34.519 | 0
2588 | 0 | 0 | 0 | 28.349 | 102.088 | 26.932 | 0
2589 | 0 | 0 | 0 | 21.169 | 80.037 | 20.111 | 0
2590 | 0 | 0 | 0 | 7.518 | 72.206 | 7.142 | 0
2591 | 0 | 0 | 0 | 3.26 | 68.81 | 3.097 | 0
2592 | 0 | 0 | 0 | 2.591 | 66.11 | 2.462 | 0
2593 | 0 | 0 | 0 | 2.87 | 63.121 | 2.726 | 0
2594 | 0 | 0 | 0 | 2.739 | 60.268 | 2.602 | 0
2595 | 0 | 0 | 0 | 2.91 | 57.236 | 2.765 | 0
2596 | 0 | 0 | 0 | 4.44 | 52.611 | 4.218 | 0
2597 | 0 | 0 | 0 | 6.96 | 45.361 | 6.612 | 0
2598 | 2.191 | 0 | 0 | 10.586 | 34.334 | 12.248 | 0
2599 | 3.047 | 1.69 | 0 | 20.123 | 13.373 | 23.769 | 0
2600 | 3.047 | 12.247 | 0 | 12.838 | 0 | 26.877 | 0
2601 | 0 | 31.622 | 0 | 0 | 0 | 23.998 | 6.042
2602 | 0 | 46.03 | 10.753 | 0 | 10.322 | 13.979 | 19.534
2603 | 0 | 53.768 | 18.491 | 0 | 28.073 | 7.683 | 25.83
2604 | 0 | 57.108 | 21.831 | 0 | 49.031 | 6.999 | 26.515
2605 | 0 | 55.087 | 27.989 | 0 | 75.9 | 10.55 | 15.194
2606 | 0 | 60.774 | 51.353 | 0 | 125.198 | 8.95 | 0
2607 | 0 | 58.842 | 44.78 | 0 | 168.187 | 13.359 | 0
2608 | 0 | 43.659 | 25.774 | 0 | 192.93 | 16.99 | 0
2609 | 0 | 25.071 | 1.122 | 0 | 194.008 | 22.751 | 0
2610 | 0 | 6.446 | 0 | 25.618 | 167.323 | 30.461 | 0
2611 | 3.047 | 0.068 | 0 | 33.164 | 132.777 | 34.617 | 0
2612 | 0 | 0 | 0 | 29.591 | 101.953 | 28.111 | 0
2613 | 0 | 0 | 0 | 19.255 | 81.896 | 18.292 | 0
2614 | 0 | 0 | 0 | 7.893 | 73.674 | 7.499 | 0
2615 | 0 | 0 | 0 | 3.141 | 70.402 | 2.984 | 0
2616 | 0 | 0 | 0 | 1.819 | 68.507 | 1.728 | 0
2617 | 0 | 0 | 0 | 2.437 | 65.969 | 2.315 | 0
2618 | 0 | 0 | 0 | 2.866 | 62.984 | 2.722 | 0
2619 | 0 | 0 | 0 | 2.897 | 59.966 | 2.752 | 0
2620 | 0 | 0 | 0 | 3.813 | 55.994 | 3.623 | 0
2621 | 0.818 | 0 | 0 | 5.241 | 50.535 | 5.797 | 0
2622 | 3.047 | 0 | 0 | 8.571 | 41.608 | 11.189 | 0
2623 | 3.047 | 3.092 | 0 | 19.624 | 21.166 | 24.627 | 0
2624 | 3.047 | 9.001 | 0 | 20.32 | 0 | 30.901 | 0
2625 | 0 | 27.906 | 0 | 0 | 0 | 21.428 | 5.083
2626 | 0 | 48.693 | 13.416 | 0 | 12.879 | 12.47 | 21.044
2627 | 0 | 59.063 | 23.786 | 0 | 35.714 | 7.177 | 26.336
2628 | 0 | 66.104 | 30.827 | 0 | 65.308 | 6.109 | 27.404
2629 | 0 | 68.508 | 33.23 | 0 | 97.209 | 7.116 | 26.398
2630 | 0 | 66.636 | 31.359 | 0 | 127.314 | 9.837 | 23.677
2631 | 0 | 58.173 | 37.178 | 0 | 163.005 | 11.843 | 8.102
2632 | 0 | 45.736 | 24.881 | 0 | 186.891 | 19.812 | 0
2633 | 0 | 27.603 | 3.029 | 0 | 189.799 | 23.345 | 0
2634 | 0 | 7.691 | 0 | 26.573 | 162.119 | 32.551 | 0
2635 | 2.313 | 0.084 | 0 | 35.193 | 125.459 | 35.826 | 0
2636 | 0 | 0 | 0 | 26.84 | 97.501 | 25.498 | 0
2637 | 0 | 0 | 0 | 16.864 | 79.934 | 16.021 | 0
2638 | 0 | 0 | 0 | 8.52 | 71.059 | 8.094 | 0
2639 | 0 | 0 | 0 | 2.339 | 68.623 | 2.222 | 0
2640 | 0 | 0 | 0 | 2.649 | 65.864 | 2.517 | 0
2641 | 0 | 0 | 0 | 2.462 | 63.3 | 2.339 | 0
2642 | 0 | 0 | 0 | 2.655 | 60.535 | 2.522 | 0
2643 | 0 | 0 | 0 | 2.706 | 57.716 | 2.57 | 0
2644 | 0 | 0 | 0 | 4.624 | 52.899 | 4.393 | 0
2645 | 0 | 0 | 0 | 7.569 | 45.015 | 7.19 | 0
2646 | 0 | 0 | 0 | 13.945 | 30.489 | 13.248 | 0
2647 | 0 | 2.894 | 0 | 17.698 | 12.054 | 19.563 | 0
2648 | 0 | 10.835 | 0 | 11.572 | 0 | 21.287 | 0
2649 | 0 | 28.133 | 0 | 0 | 0 | 18.19 | 8.536
2650 | 0 | 46.37 | 11.093 | 0 | 10.649 | 14.774 | 18.739
2651 | 0 | 59.356 | 24.079 | 0 | 33.765 | 11.95 | 21.563
2652 | 0 | 66.684 | 31.406 | 0 | 63.915 | 11.202 | 22.312
2653 | 0 | 67.706 | 32.429 | 0 | 95.046 | 15.18 | 18.334
2654 | 0 | 65.106 | 29.828 | 0 | 123.682 | 17.894 | 15.619
2655 | 0 | 57.56 | 39.393 | 0 | 161.498 | 17.155 | 0.104
2656 | 0 | 45.104 | 22.577 | 0 | 183.172 | 21.401 | 0
2657 | 0 | 27.308 | 1.837 | 0 | 184.936 | 24.197 | 0
2658 | 0 | 7.774 | 0 | 21.509 | 162.53 | 27.819 | 0
2659 | 0 | 0.081 | 0 | 31.063 | 130.173 | 29.587 | 0
2660 | 0 | 0 | 0 | 24.725 | 104.418 | 23.489 | 0
2661 | 0 | 0 | 0 | 17.368 | 86.326 | 16.5 | 0
2662 | 0 | 0 | 0 | 8.131 | 77.856 | 7.725 | 0
2663 | 0 | 0 | 0 | 3.915 | 73.778 | 3.719 | 0
2664 | 0 | 0 | 0 | 2.424 | 71.252 | 2.303 | 0
2665 | 0 | 0 | 0 | 2.738 | 68.401 | 2.601 | 0
2666 | 0 | 0 | 0 | 2.99 | 65.286 | 2.84 | 0
2667 | 0 | 0 | 0 | 3.769 | 61.361 | 3.58 | 0
2668 | 0 | 0 | 0 | 5.668 | 55.456 | 5.384 | 0
2669 | 0 | 0 | 0 | 9.763 | 45.286 | 9.275 | 0
2670 | 0 | 0 | 0 | 16.02 | 28.599 | 15.219 | 0
2671 | 0 | 2.754 | 0 | 17.314 | 10.564 | 19.064 | 0
2672 | 0 | 11.43 | 0 | 10.141 | 0 | 20.492 | 0
2673 | 0 | 31.267 | 0 | 0 | 0 | 20.679 | 9.025
2674 | 0 | 48.839 | 13.562 | 0 | 13.02 | 15.639 | 17.874
2675 | 0 | 59.013 | 23.736 | 0 | 35.806 | 13.199 | 20.314
2676 | 0 | 66.017 | 30.74 | 0 | 65.316 | 12.807 | 20.706
2677 | 0 | 67.667 | 32.39 | 0 | 96.41 | 13.784 | 19.729
2678 | 0 | 62.224 | 26.946 | 0 | 122.279 | 12.95 | 20.563
2679 | 0 | 55.388 | 39.325 | 0 | 160.031 | 15.259 | 0
2680 | 0 | 44.504 | 21.783 | 0 | 180.943 | 20.61 | 0.975
2681 | 0 | 26.767 | 0 | 2.876 | 177.946 | 28.161 | 0
2682 | 0 | 7.518 | 0 | 24.121 | 152.821 | 30.057 | 0
2683 | 0 | 0.087 | 0 | 26.215 | 125.513 | 24.987 | 0
2684 | 0 | 0 | 0 | 21.714 | 102.894 | 20.628 | 0
2685 | 0 | 0 | 0 | 11.759 | 90.646 | 11.171 | 0
2686 | 0 | 0 | 0 | 7.1 | 83.25 | 6.745 | 0
2687 | 0 | 0 | 0 | 4.996 | 78.046 | 4.746 | 0
2688 | 0 | 0 | 0 | 2.165 | 75.791 | 2.057 | 0
2689 | 0 | 0 | 0 | 2.26 | 73.436 | 2.147 | 0
2690 | 0 | 0 | 0 | 2.811 | 70.508 | 2.671 | 0
2691 | 0 | 0 | 0 | 3.113 | 67.265 | 2.958 | 0
2692 | 0 | 0 | 0 | 3.359 | 63.766 | 3.191 | 0
2693 | 0 | 0 | 0 | 6.386 | 57.114 | 6.066 | 0
2694 | 0 | 0 | 0 | 13.134 | 43.433 | 12.477 | 0
2695 | 0 | 2.39 | 0 | 22.485 | 20.011 | 23.632 | 0
2696 | 0 | 11.29 | 0 | 19.21 | 0 | 28.975 | 0
2697 | 0 | 30.998 | 0 | 0 | 0 | 22.838 | 6.61
2698 | 0 | 48.276 | 12.999 | 0 | 12.479 | 11.469 | 22.044
2699 | 0 | 58.847 | 23.57 | 0 | 35.106 | 6.946 | 26.567
2700 | 0 | 65.486 | 30.209 | 0 | 64.106 | 7.431 | 26.083
2701 | 0 | 67.228 | 31.95 | 0 | 94.779 | 8.138 | 25.376
2702 | 0 | 64.628 | 29.35 | 0 | 122.955 | 8.216 | 25.297
2703 | 0 | 56.15 | 40.569 | 0 | 161.902 | 14.217 | 0.585
2704 | 0 | 44.586 | 29.247 | 0 | 189.979 | 14.572 | 0
2705 | 0 | 25.869 | 4.197 | 0 | 194.008 | 20.589 | 0
2706 | 0 | 7.433 | 0 | 24.152 | 168.85 | 30.006 | 0
2707 | 0 | 0.082 | 0 | 33.613 | 133.836 | 32.01 | 0
2708 | 0 | 0 | 0 | 29.903 | 102.687 | 28.408 | 0
2709 | 0 | 0 | 0 | 17.113 | 84.861 | 16.257 | 0
2710 | 0 | 0 | 0 | 5.927 | 78.687 | 5.631 | 0
2711 | 0 | 0 | 0 | 3.036 | 75.525 | 2.884 | 0
2712 | 0 | 0 | 0 | 2.318 | 73.111 | 2.202 | 0
2713 | 0 | 0 | 0 | 2.565 | 70.438 | 2.437 | 0
2714 | 0 | 0 | 0 | 2.831 | 67.489 | 2.69 | 0
2715 | 0 | 0 | 0 | 3.115 | 64.245 | 2.959 | 0
2716 | 0 | 0 | 0 | 3.765 | 60.322 | 3.577 | 0
2717 | 0 | 0 | 0 | 6.256 | 53.806 | 5.943 | 0
2718 | 3.047 | 0 | 0 | 10.195 | 43.186 | 12.732 | 0
2719 | 0 | 2.381 | 0 | 24.41 | 17.759 | 25.451 | 0
2720 | 2.948 | 11.962 | 0 | 17.049 | 0 | 30.507 | 0
2721 | 0 | 31.114 | 0 | 0 | 0 | 24.534 | 5.024
2722 | 0 | 48.154 | 12.877 | 0 | 12.361 | 13.4 | 20.114
2723 | 0 | 58.717 | 23.44 | 0 | 34.864 | 7.383 | 26.13
2724 | 0 | 64.111 | 28.834 | 0 | 62.544 | 6.663 | 26.851
2725 | 0 | 63.668 | 28.391 | 0 | 89.8 | 9.293 | 24.22
2726 | 0 | 57.952 | 45.579 | 0 | 133.556 | 8.057 | 3.697
2727 | 0 | 48.676 | 38.165 | 0 | 170.194 | 9.985 | 0
2728 | 0 | 40.714 | 24.806 | 0 | 194.008 | 15.113 | 0
2729 | 0 | 22.378 | 0 | 0.37 | 193.623 | 21.611 | 0
2730 | 0.08 | 7.166 | 0 | 28.111 | 164.34 | 33.593 | 0
2731 | 3.047 | 0.088 | 0 | 35.189 | 127.685 | 36.954 | 0
2732 | 0 | 0 | 0 | 32.88 | 93.435 | 31.236 | 0
2733 | 0 | 0 | 0 | 18.406 | 74.262 | 17.485 | 0
2734 | 0 | 0 | 0 | 7.975 | 65.956 | 7.576 | 0
2735 | 0 | 0 | 0 | 2.81 | 63.029 | 2.669 | 0
2736 | 0 | 0 | 0 | 1.802 | 61.152 | 1.712 | 0
2737 | 0.665 | 0 | 0 | 2.188 | 58.873 | 2.744 | 0
2738 | 2.698 | 0 | 0 | 0 | 58.873 | 2.698 | 0
2739 | 2.995 | 0 | 0 | 0 | 58.873 | 2.995 | 0
2740 | 3.047 | 0 | 0 | 1.879 | 56.915 | 4.832 | 0
2741 | 3.047 | 0 | 0 | 5.189 | 51.511 | 7.976 | 0
2742 | 3.047 | 0.001 | 0 | 11.777 | 39.243 | 14.236 | 0
2743 | 3.047 | 3.635 | 0 | 21.662 | 16.679 | 27.078 | 0
2744 | 3.047 | 11.861 | 0 | 16.012 | 0 | 29.525 | 0
2745 | 0 | 30.714 | 0 | 0 | 0 | 25.299 | 3.88
2746 | 0 | 48.227 | 12.95 | 0 | 12.432 | 10.945 | 22.569
2747 | 0 | 59.359 | 24.082 | 0 | 35.551 | 7.542 | 25.971
2748 | 0 | 66.107 | 31.048 | 0 | 65.357 | 5.809 | 27.496
2749 | 0 | 67.176 | 58.941 | 0 | 121.941 | 7.823 | 0
2750 | 0 | 44.001 | 34.074 | 0 | 154.652 | 9.431 | 0
2751 | 0 | 34.185 | 22.519 | 0 | 176.27 | 11.083 | 0
2752 | 0 | 33.422 | 18.477 | 0 | 194.008 | 14.198 | 0
2753 | 0 | 19.635 | 0 | 2.514 | 191.389 | 21.041 | 0
2754 | 0 | 5.084 | 0 | 27.12 | 163.139 | 30.593 | 0
2755 | 3.047 | 0.066 | 0 | 32.947 | 128.819 | 34.409 | 0
2756 | 0 | 0 | 0 | 31.837 | 95.656 | 30.245 | 0
2757 | 0 | 0 | 0 | 20.213 | 74.601 | 19.203 | 0
2758 | 0 | 0 | 0 | 7.603 | 66.681 | 7.223 | 0
2759 | 0 | 0 | 0 | 2.789 | 63.776 | 2.65 | 0
2760 | 0 | 0 | 0 | 2.184 | 61.501 | 2.075 | 0
2761 | 1.583 | 0 | 0 | 1.11 | 60.345 | 2.638 | 0
2762 | 2.858 | 0 | 0 | 0 | 60.345 | 2.858 | 0
2763 | 2.871 | 0 | 0 | 0 | 60.345 | 2.871 | 0
2764 | 3.047 | 0 | 0 | 0.34 | 59.99 | 3.37 | 0
2765 | 3.047 | 0 | 0 | 2.587 | 57.295 | 5.505 | 0
2766 | 3.047 | 0.002 | 0 | 12.035 | 44.759 | 14.482 | 0
2767 | 3.047 | 3.342 | 0 | 22.281 | 21.549 | 27.389 | 0
2768 | 3.047 | 10.99 | 0 | 20.687 | 0 | 33.14 | 0
2769 | 0 | 29.442 | 0 | 0 | 0 | 23.616 | 4.354
2770 | 0 | 46.69 | 11.413 | 0 | 10.957 | 11.688 | 21.826
2771 | 0 | 57.431 | 22.153 | 0 | 32.224 | 7.812 | 25.701
2772 | 0 | 64.626 | 29.349 | 0 | 60.399 | 6.863 | 26.65
2773 | 0 | 58.196 | 34.047 | 0 | 93.084 | 6.311 | 16.63
2774 | 0 | 47.98 | 38.142 | 0 | 129.701 | 9.346 | 0
2775 | 0 | 49.425 | 39.245 | 0 | 167.376 | 9.671 | 0
2776 | 0 | 40.06 | 26.92 | 0 | 193.219 | 12.483 | 0
2777 | 0 | 22.723 | 0.822 | 0 | 194.008 | 20.806 | 0
2778 | 0 | 5.68 | 0 | 26.874 | 166.014 | 30.926 | 0
2779 | 3.047 | 0.06 | 0 | 35.217 | 129.33 | 36.76 | 0
2780 | 0 | 0 | 0 | 29.537 | 98.562 | 28.06 | 0
2781 | 0 | 0 | 0 | 17.367 | 80.471 | 16.499 | 0
2782 | 0 | 0 | 0 | 7.307 | 72.86 | 6.941 | 0
2783 | 0 | 0 | 0 | 3.678 | 69.029 | 3.494 | 0
2784 | 0 | 0 | 0 | 2.194 | 66.744 | 2.084 | 0
2785 | 0 | 0 | 0 | 2.721 | 63.909 | 2.585 | 0
2786 | 0 | 0 | 0 | 2.6 | 61.2 | 2.47 | 0
2787 | 0.724 | 0 | 0 | 2.206 | 58.903 | 2.819 | 0
2788 | 3.047 | 0 | 0 | 2.034 | 56.784 | 4.979 | 0
2789 | 3.047 | 0 | 0 | 4.564 | 52.03 | 7.382 | 0
2790 | 3.047 | 0.005 | 0 | 11.65 | 39.894 | 14.12 | 0
2791 | 3.047 | 2.368 | 0 | 21.409 | 17.594 | 25.634 | 0
2792 | 3.047 | 10.808 | 0 | 16.89 | 0 | 29.36 | 0
2793 | 0 | 27.607 | 0 | 0 | 0 | 25.545 | 0.682
2794 | 0 | 45.552 | 10.275 | 0 | 9.864 | 12.912 | 20.601
2795 | 0 | 53.554 | 18.277 | 0 | 27.41 | 8.164 | 25.35
2796 | 0 | 60.607 | 25.33 | 0 | 51.726 | 6.878 | 26.635
2797 | 0 | 61.854 | 26.577 | 0 | 77.24 | 7.994 | 25.52
2798 | 0 | 59.639 | 48.546 | 0 | 123.844 | 10.112 | 0.426
2799 | 0 | 51.243 | 41.309 | 0 | 163.5 | 9.438 | 0
2800 | 0 | 36.291 | 21.834 | 0 | 184.461 | 13.734 | 0
2801 | 0 | 24.758 | 1.123 | 0 | 185.539 | 22.453 | 0
2802 | 0 | 6.376 | 0 | 24.389 | 160.134 | 29.226 | 0
2803 | 1.375 | 0.085 | 0 | 35.192 | 123.475 | 34.889 | 0
2804 | 0 | 0 | 0 | 29.894 | 92.336 | 28.399 | 0
2805 | 0 | 0 | 0 | 20.445 | 71.039 | 19.423 | 0
2806 | 0 | 0 | 0 | 8.096 | 62.605 | 7.691 | 0
2807 | 0 | 0 | 0 | 2.804 | 59.684 | 2.664 | 0
2808 | 0 | 0 | 0 | 1.94 | 57.663 | 1.843 | 0
2809 | 0 | 0 | 0 | 2.712 | 54.839 | 2.576 | 0
2810 | 0 | 0 | 0 | 2.737 | 51.987 | 2.6 | 0
2811 | 0 | 0 | 0 | 2.674 | 49.202 | 2.54 | 0
2812 | 0 | 0 | 0 | 4.036 | 44.997 | 3.835 | 0
2813 | 0 | 0 | 0 | 7.609 | 37.071 | 7.229 | 0
2814 | 0 | 0.009 | 0 | 13.693 | 22.807 | 13.017 | 0
2815 | 0 | 3.994 | 0 | 13.355 | 8.896 | 16.481 | 0
2816 | 0 | 11.738 | 0 | 8.54 | 0 | 19.264 | 0
2817 | 0 | 27.895 | 0 | 0 | 0 | 16.861 | 9.639
2818 | 0 | 42.261 | 6.984 | 0 | 6.704 | 15.774 | 17.739
2819 | 0 | 44.12 | 8.843 | 0 | 15.194 | 14.881 | 18.632
2820 | 0 | 55.079 | 28.481 | 0 | 42.536 | 17.976 | 7.292
2821 | 0 | 60.919 | 43.852 | 0 | 84.634 | 16.213 | 0
2822 | 0 | 61.995 | 45.513 | 0 | 128.326 | 15.658 | 0
2823 | 0 | 52.468 | 36.079 | 0 | 162.962 | 15.569 | 0
2824 | 0 | 35.505 | 15.482 | 0 | 177.825 | 19.022 | 0
2825 | 0 | 17.224 | 0 | 9.922 | 167.49 | 25.788 | 0
2826 | 0 | 4.948 | 0 | 24.501 | 141.967 | 27.977 | 0
2827 | 0 | 0.065 | 0 | 28.4 | 112.384 | 27.041 | 0
2828 | 0 | 0 | 0 | 21.825 | 89.65 | 20.734 | 0
2829 | 0 | 0 | 0 | 14.3 | 74.754 | 13.585 | 0
2830 | 0 | 0 | 0 | 8.319 | 66.088 | 7.903 | 0
2831 | 0 | 0 | 0 | 3.56 | 62.38 | 3.382 | 0
2832 | 0 | 0 | 0 | 2.385 | 59.896 | 2.266 | 0
2833 | 0 | 0 | 0 | 2.62 | 57.166 | 2.489 | 0
2834 | 0 | 0 | 0 | 2.576 | 54.483 | 2.447 | 0
2835 | 0 | 0 | 0 | 2.733 | 51.637 | 2.596 | 0
2836 | 0 | 0 | 0 | 3.415 | 48.08 | 3.244 | 0
2837 | 0 | 0 | 0 | 6.243 | 41.577 | 5.93 | 0
2838 | 0 | 0.013 | 0 | 12.891 | 28.149 | 12.259 | 0
2839 | 0 | 2.482 | 0 | 14.93 | 12.597 | 16.541 | 0
2840 | 0 | 10.589 | 0 | 12.093 | 0 | 21.547 | 0
2841 | 0 | 29.668 | 0 | 0 | 0 | 18.539 | 9.646
2842 | 0 | 44.811 | 9.534 | 0 | 9.152 | 15.793 | 17.72
2843 | 0 | 56.744 | 21.466 | 0 | 29.76 | 14.075 | 19.439
2844 | 0 | 62.774 | 27.496 | 0 | 56.157 | 11.419 | 22.095
2845 | 0 | 66.315 | 53.914 | 0 | 107.914 | 11.781 | 0
2846 | 0 | 62.744 | 42.837 | 0 | 149.037 | 14.12 | 4.792
2847 | 0 | 50.521 | 32.788 | 0 | 180.514 | 16.847 | 0
2848 | 0 | 33.282 | 13.747 | 0 | 193.711 | 18.558 | 0
2849 | 0 | 18.116 | 0 | 8.472 | 184.886 | 25.258 | 0
2850 | 0 | 5.981 | 0 | 22.52 | 161.428 | 27.076 | 0
2851 | 0 | 0.068 | 0 | 30.041 | 130.135 | 28.603 | 0
2852 | 0 | 0 | 0 | 22.903 | 106.278 | 21.757 | 0
2853 | 0 | 0 | 0 | 13.906 | 91.793 | 13.21 | 0
2854 | 0 | 0 | 0 | 6.585 | 84.934 | 6.256 | 0
2855 | 0 | 0 | 0 | 3.821 | 80.953 | 3.63 | 0
2856 | 0 | 0 | 0 | 2.517 | 78.331 | 2.391 | 0
2857 | 0 | 0 | 0 | 2.831 | 75.382 | 2.689 | 0
2858 | 0 | 0 | 0 | 2.872 | 72.39 | 2.729 | 0
2859 | 0 | 0 | 0 | 2.679 | 69.599 | 2.545 | 0
2860 | 0 | 0 | 0 | 4.113 | 65.315 | 3.908 | 0
2861 | 0 | 0 | 0 | 6.165 | 58.893 | 5.857 | 0
2862 | 0 | 0.017 | 0 | 12.711 | 45.652 | 12.092 | 0
2863 | 0 | 2.721 | 0 | 25.548 | 19.039 | 26.856 | 0
2864 | 0 | 14.71 | 0 | 18.278 | 0 | 31.339 | 0
2865 | 0 | 28.873 | 0 | 0 | 0 | 24.302 | 3.127
2866 | 0 | 40.5 | 5.223 | 0 | 5.014 | 13.678 | 19.835
2867 | 0 | 44.449 | 9.172 | 0 | 13.818 | 6.929 | 26.584
2868 | 0 | 53.431 | 18.929 | 0 | 31.99 | 6.135 | 26.642
2869 | 0 | 62.314 | 53.572 | 0 | 83.42 | 8.304 | 0
2870 | 0 | 59.928 | 50.448 | 0 | 131.849 | 9.006 | 0
2871 | 0 | 52.195 | 41.227 | 0 | 171.427 | 10.42 | 0
2872 | 0 | 38.598 | 22.544 | 0 | 193.069 | 15.251 | 0
2873 | 0 | 23.373 | 0.978 | 0 | 194.008 | 21.275 | 0
2874 | 0 | 5.141 | 0 | 26.742 | 166.152 | 30.289 | 0
2875 | 3.047 | 0.062 | 0 | 33.488 | 131.269 | 34.919 | 0
2876 | 0 | 0 | 0 | 29.118 | 100.937 | 27.662 | 0
2877 | 0 | 0 | 0 | 18.26 | 81.916 | 17.347 | 0
2878 | 0 | 0 | 0 | 6.671 | 74.967 | 6.338 | 0
2879 | 0 | 0 | 0 | 3.087 | 71.752 | 2.933 | 0
2880 | 0 | 0 | 0 | 1.825 | 69.851 | 1.734 | 0
2881 | 0 | 0 | 0 | 2.132 | 67.63 | 2.025 | 0
2882 | 0 | 0 | 0 | 2.633 | 64.887 | 2.501 | 0
2883 | 0 | 0 | 0 | 2.734 | 62.039 | 2.598 | 0
2884 | 0 | 0 | 0 | 3.415 | 58.481 | 3.245 | 0
2885 | 0 | 0 | 0 | 5.535 | 52.716 | 5.258 | 0
2886 | 3.047 | 0.015 | 0 | 11.805 | 40.419 | 14.276 | 0
2887 | 3.047 | 2.668 | 0 | 20.177 | 19.401 | 24.749 | 0
2888 | 1.271 | 11.487 | 0 | 18.625 | 0 | 29.876 | 0
2889 | 0 | 29.28 | 0 | 0 | 0 | 23.078 | 4.738
2890 | 0 | 46.431 | 11.154 | 0 | 10.707 | 11.765 | 21.748
2891 | 0 | 56.048 | 20.77 | 0 | 30.647 | 6.712 | 26.801
2892 | 0 | 62.218 | 26.941 | 0 | 56.51 | 6.687 | 26.827
2893 | 0 | 58.78 | 38.494 | 0 | 93.464 | 7.312 | 11.959
2894 | 0 | 57.175 | 47.58 | 0 | 139.141 | 9.115 | 0
2895 | 0 | 47.601 | 35.553 | 0 | 173.272 | 11.445 | 0
2896 | 0 | 33.769 | 19.701 | 0 | 192.185 | 13.365 | 0
2897 | 0 | 21.829 | 1.899 | 0 | 194.008 | 18.933 | 0
2898 | 0 | 4.716 | 0 | 26.962 | 165.922 | 30.094 | 0
2899 | 3.047 | 0.08 | 0 | 32.881 | 131.671 | 34.36 | 0
2900 | 0 | 0 | 0 | 30.608 | 99.788 | 29.078 | 0
2901 | 0 | 0 | 0 | 19.806 | 79.156 | 18.816 | 0
2902 | 0 | 0 | 0 | 6.919 | 71.949 | 6.573 | 0
2903 | 0 | 0 | 0 | 2.319 | 69.534 | 2.203 | 0
2904 | 0 | 0 | 0 | 2.119 | 67.326 | 2.013 | 0
2905 | 0 | 0 | 0 | 3.369 | 63.817 | 3.201 | 0
2906 | 0 | 0 | 0 | 2.702 | 61.002 | 2.567 | 0
2907 | 0.552 | 0 | 0 | 2.208 | 58.702 | 2.65 | 0
2908 | 2.882 | 0 | 0 | 0 | 58.702 | 2.882 | 0
2909 | 3.047 | 0 | 0 | 3.149 | 55.422 | 6.039 | 0
2910 | 3.047 | 0.022 | 0 | 12.327 | 42.581 | 14.778 | 0
2911 | 3.047 | 2.606 | 0 | 21.399 | 20.29 | 25.852 | 0
2912 | 3.047 | 10.086 | 0 | 19.479 | 0 | 31.133 | 0
2913 | 0 | 29.101 | 0 | 0 | 0 | 24.368 | 3.278
2914 | 0 | 45.97 | 10.693 | 0 | 10.265 | 13.328 | 20.186
2915 | 0 | 56.563 | 21.286 | 0 | 30.699 | 9.306 | 24.208
2916 | 0 | 63.359 | 28.082 | 0 | 57.658 | 6.43 | 27.083
2917 | 0 | 63.671 | 48.16 | 0 | 103.892 | 8.111 | 6.624
2918 | 0 | 53.566 | 42.999 | 0 | 145.171 | 10.038 | 0
2919 | 0 | 42.255 | 31.626 | 0 | 175.532 | 10.097 | 0
2920 | 0 | 33.642 | 19.246 | 0 | 194.008 | 13.676 | 0
2921 | 0 | 18.842 | 0 | 3.416 | 190.45 | 21.145 | 0
2922 | 0 | 4.47 | 0 | 29.27 | 159.96 | 32.053 | 0
2923 | 3.047 | 0.056 | 0 | 35.222 | 123.271 | 36.834 | 0
2924 | 0 | 0 | 0 | 32.52 | 89.396 | 30.894 | 0
2925 | 0 | 0 | 0 | 18.564 | 70.058 | 17.636 | 0
2926 | 0 | 0 | 0 | 6.903 | 62.867 | 6.558 | 0
2927 | 0 | 0 | 0 | 2.424 | 60.342 | 2.303 | 0
2928 | 0 | 0 | 0 | 2.041 | 58.216 | 1.939 | 0
2929 | 0 | 0 | 0 | 2.428 | 55.687 | 2.306 | 0
2930 | 1.419 | 0 | 0 | 1.222 | 54.414 | 2.58 | 0
2931 | 2.424 | 0 | 0 | 0 | 54.414 | 2.424 | 0
2932 | 3.047 | 0 | 0 | 0.23 | 54.174 | 3.265 | 0
2933 | 3.047 | 0 | 0 | 3.832 | 50.182 | 6.687 | 0
2934 | 3.047 | 0.026 | 0 | 10.369 | 39.381 | 12.922 | 0
2935 | 3.047 | 2.518 | 0 | 21.245 | 17.251 | 25.621 | 0
2936 | 3.047 | 10.179 | 0 | 16.561 | 0 | 28.45 | 0
2937 | 0 | 28.709 | 0 | 0 | 0 | 19.286 | 7.987
2938 | 0 | 45.873 | 10.595 | 0 | 10.172 | 10.044 | 23.47
2939 | 0 | 57.197 | 21.92 | 0 | 31.215 | 8.66 | 24.853
2940 | 0 | 63.718 | 28.44 | 0 | 58.518 | 9.79 | 23.723
2941 | 0 | 65.104 | 41.345 | 0 | 98.209 | 7.646 | 14.924
2942 | 0 | 55.83 | 46.442 | 0 | 142.793 | 8.919 | 0
2943 | 0 | 41.004 | 28.811 | 0 | 170.452 | 11.583 | 0
2944 | 0 | 35.414 | 21.509 | 0 | 191.1 | 13.21 | 0
2945 | 0 | 22.805 | 3.029 | 0 | 194.008 | 18.787 | 0
2946 | 0 | 5.56 | 0 | 25.274 | 167.681 | 29.292 | 0
2947 | 3.047 | 0.082 | 0 | 32.078 | 134.266 | 33.599 | 0
2948 | 0 | 0 | 0 | 28.232 | 104.858 | 26.82 | 0
2949 | 0 | 0 | 0 | 17.646 | 86.477 | 16.764 | 0
2950 | 0 | 0 | 0 | 5.972 | 80.256 | 5.673 | 0
2951 | 0 | 0 | 0 | 2.155 | 78.011 | 2.048 | 0
2952 | 0 | 0 | 0 | 2.261 | 75.656 | 2.148 | 0
2953 | 0 | 0 | 0 | 2.597 | 72.951 | 2.467 | 0
2954 | 0 | 0 | 0 | 2.999 | 69.827 | 2.849 | 0
2955 | 0 | 0 | 0 | 3.437 | 66.247 | 3.265 | 0
2956 | 0 | 0 | 0 | 4.849 | 61.196 | 4.607 | 0
2957 | 0 | 0 | 0 | 7.994 | 52.869 | 7.594 | 0
2958 | 3.047 | 0.033 | 0 | 10.635 | 41.79 | 13.181 | 0
2959 | 1.919 | 2.531 | 0 | 20.765 | 20.16 | 24.049 | 0
2960 | 3.047 | 10.087 | 0 | 19.354 | 0 | 31.016 | 0
2961 | 0 | 29.222 | 0 | 0 | 0 | 21.968 | 5.793
2962 | 0 | 43.615 | 8.338 | 0 | 8.004 | 10.851 | 22.662
2963 | 0 | 56.348 | 21.071 | 0 | 28.232 | 7.724 | 25.789
2964 | 0 | 63.063 | 27.785 | 0 | 54.906 | 7.8 | 25.713
2965 | 0 | 64.335 | 29.058 | 0 | 82.802 | 7.232 | 26.282
2966 | 0 | 61.394 | 45.613 | 0 | 126.59 | 7.361 | 7.631
2967 | 0 | 53.094 | 41.668 | 0 | 166.592 | 10.854 | 0
2968 | 0 | 39.158 | 24.316 | 0 | 189.935 | 14.1 | 0
2969 | 0 | 20.613 | 1.882 | 0 | 191.742 | 17.794 | 0
2970 | 0 | 5.679 | 0 | 24.464 | 166.258 | 28.636 | 0
2971 | 0 | 0.088 | 0 | 33.36 | 131.508 | 31.776 | 0
2972 | 0 | 0 | 0 | 28.603 | 101.713 | 27.173 | 0
2973 | 0 | 0 | 0 | 18.288 | 82.663 | 17.374 | 0
2974 | 0 | 0 | 0 | 7.42 | 74.934 | 7.049 | 0
2975 | 0 | 0 | 0 | 3.514 | 71.273 | 3.339 | 0
2976 | 0 | 0 | 0 | 2.085 | 69.101 | 1.981 | 0
2977 | 0 | 0 | 0 | 2.582 | 66.412 | 2.453 | 0
2978 | 0 | 0 | 0 | 2.565 | 63.74 | 2.436 | 0
2979 | 0 | 0 | 0 | 2.582 | 61.051 | 2.452 | 0
2980 | 0 | 0 | 0 | 3.004 | 57.922 | 2.854 | 0
2981 | 0 | 0 | 0 | 8.147 | 49.436 | 7.739 | 0
2982 | 0 | 0.031 | 0 | 14.044 | 34.807 | 13.371 | 0
2983 | 0 | 2.501 | 0 | 18.913 | 15.106 | 20.343 | 0
2984 | 0 | 9.818 | 0 | 14.502 | 0 | 23.104 | 0
2985 | 0 | 28.723 | 0 | 0 | 0 | 18.525 | 8.762
2986 | 0 | 45.397 | 10.12 | 0 | 9.715 | 14.578 | 18.935
2987 | 0 | 55.662 | 20.385 | 0 | 29.284 | 12.58 | 20.933
2988 | 0 | 55.736 | 44.443 | 0 | 71.95 | 10.728 | 0
2989 | 0 | 49.834 | 30.41 | 0 | 101.144 | 11.899 | 6.554
2990 | 0 | 52.621 | 39.404 | 0 | 138.972 | 12.556 | 0
2991 | 0 | 52.111 | 32.427 | 0 | 170.101 | 18.7 | 0
2992 | 0 | 40.057 | 16.484 | 0 | 185.926 | 22.394 | 0
2993 | 0 | 22.04 | 0 | 6.039 | 179.635 | 26.676 | 0
2994 | 0 | 5.049 | 0 | 26.7 | 151.823 | 30.161 | 0
2995 | 0 | 0.087 | 0 | 28.756 | 121.868 | 27.402 | 0
2996 | 0 | 0 | 0 | 22.575 | 98.353 | 21.446 | 0
2997 | 0 | 0 | 0 | 15.525 | 82.181 | 14.749 | 0
2998 | 0 | 0 | 0 | 8.986 | 72.821 | 8.536 | 0
2999 | 0 | 0 | 0 | 4.468 | 68.167 | 4.245 | 0
3000 | 0 | 0 | 0 | 2.521 | 65.541 | 2.395 | 0
3001 | 0 | 0 | 0 | 2.861 | 62.561 | 2.718 | 0
3002 | 0 | 0 | 0 | 3.175 | 59.253 | 3.017 | 0
3003 | 0 | 0 | 0 | 3.152 | 55.97 | 2.994 | 0
3004 | 0 | 0 | 0 | 5.393 | 50.352 | 5.123 | 0
3005 | 0 | 0 | 0 | 6.58 | 43.498 | 6.251 | 0
3006 | 0 | 0.042 | 0 | 14.022 | 28.892 | 13.36 | 0
3007 | 0 | 2.847 | 0 | 16.596 | 11.605 | 18.47 | 0
3008 | 0 | 11.488 | 0 | 11.141 | 0 | 21.497 | 0
3009 | 0 | 28.456 | 0 | 0 | 0 | 17.26 | 9.774
3010 | 0 | 45.946 | 10.668 | 0 | 10.242 | 14.986 | 18.527
3011 | 0 | 56.263 | 20.986 | 0 | 30.388 | 13.299 | 20.214
3012 | 0 | 62.679 | 27.402 | 0 | 56.694 | 13.853 | 19.66
3013 | 0 | 64.003 | 50.729 | 0 | 105.394 | 11.832 | 0.778
3014 | 0 | 54.777 | 41.166 | 0 | 144.914 | 12.931 | 0
3015 | 0 | 41.033 | 23.476 | 0 | 167.45 | 16.679 | 0
3016 | 0 | 37.635 | 17.247 | 0 | 184.007 | 19.369 | 0
3017 | 0 | 20.393 | 0 | 6.036 | 177.719 | 25.108 | 0
3018 | 0 | 5.15 | 0 | 23.882 | 152.842 | 27.58 | 0
3019 | 0 | 0.108 | 0 | 28.822 | 122.819 | 27.484 | 0
3020 | 0 | 0 | 0 | 20.256 | 101.719 | 19.243 | 0
3021 | 0 | 0 | 0 | 13.627 | 87.525 | 12.946 | 0
3022 | 0 | 0 | 0 | 6.982 | 80.252 | 6.633 | 0
3023 | 0 | 0 | 0 | 3.664 | 76.435 | 3.481 | 0
3024 | 0 | 0 | 0 | 2.368 | 73.969 | 2.25 | 0
3025 | 0 | 0 | 0 | 2.442 | 71.425 | 2.32 | 0
3026 | 0 | 0 | 0 | 2.872 | 68.433 | 2.728 | 0
3027 | 0 | 0 | 0 | 3.562 | 64.723 | 3.383 | 0
3028 | 0 | 0 | 0 | 3.293 | 61.293 | 3.129 | 0
3029 | 0 | 0 | 0 | 6.745 | 54.266 | 6.408 | 0
3030 | 0 | 0.04 | 0 | 12.386 | 41.364 | 11.805 | 0
3031 | 0 | 2.66 | 0 | 21.955 | 18.495 | 23.384 | 0
3032 | 0 | 9.681 | 0 | 17.755 | 0 | 26.064 | 0
3033 | 0 | 28.629 | 0 | 0 | 0 | 21.984 | 5.213
3034 | 0 | 45.933 | 10.656 | 0 | 10.23 | 11.513 | 22.001
3035 | 0 | 55.954 | 20.677 | 0 | 30.08 | 8.279 | 25.234
3036 | 0 | 60.771 | 34.822 | 0 | 63.509 | 9.156 | 15.496
3037 | 0 | 59.894 | 51.479 | 0 | 112.929 | 7.994 | 0
3038 | 0 | 47.567 | 38.506 | 0 | 149.894 | 8.608 | 0
3039 | 0 | 37.08 | 27.184 | 0 | 175.99 | 9.402 | 0
3040 | 0 | 32.906 | 18.768 | 0 | 194.008 | 13.431 | 0
3041 | 0 | 17.977 | 0 | 5.592 | 188.183 | 22.39 | 0
3042 | 0 | 4.754 | 0 | 28.046 | 158.968 | 31.16 | 0
3043 | 3.047 | 0.088 | 0 | 33.008 | 124.585 | 34.488 | 0
3044 | 0 | 0 | 0 | 27.3 | 96.147 | 25.935 | 0
3045 | 0 | 0 | 0 | 17.706 | 77.704 | 16.821 | 0
3046 | 0 | 0 | 0 | 6.401 | 71.036 | 6.08 | 0
3047 | 0 | 0 | 0 | 3.52 | 67.37 | 3.344 | 0
3048 | 0 | 0 | 0 | 2.071 | 65.213 | 1.967 | 0
3049 | 2.24 | 0 | 0 | 0.75 | 64.431 | 2.953 | 0
3050 | 2.606 | 0 | 0 | 0 | 64.431 | 2.606 | 0
3051 | 2.78 | 0 | 0 | 0 | 64.431 | 2.78 | 0
3052 | 3.047 | 0 | 0 | 1.544 | 62.823 | 4.513 | 0
3053 | 3.047 | 0 | 0 | 4.117 | 58.534 | 6.958 | 0
3054 | 3.047 | 0.038 | 0 | 12.379 | 45.64 | 14.842 | 0
3055 | 3.047 | 2.283 | 0 | 22.462 | 22.242 | 26.555 | 0
3056 | 3.047 | 9.638 | 0 | 21.352 | 0 | 32.487 | 0
3057 | 0 | 27.774 | 0 | 0 | 0 | 25.294 | 1.092
3058 | 0 | 44.664 | 9.387 | 0 | 9.011 | 12.525 | 20.988
3059 | 0 | 54.729 | 19.452 | 0 | 27.685 | 7.908 | 25.606
3060 | 0 | 60.068 | 43.17 | 0 | 69.128 | 7.085 | 8.968
3061 | 0 | 58.616 | 48.863 | 0 | 116.036 | 9.266 | 0
3062 | 0 | 46.99 | 36.892 | 0 | 151.452 | 9.594 | 0
3063 | 0 | 43.067 | 33.165 | 0 | 183.29 | 9.407 | 0
3064 | 0 | 27.525 | 11.164 | 0 | 194.008 | 15.543 | 0
3065 | 0 | 18.47 | 0 | 2.097 | 191.824 | 19.539 | 0
3066 | 0 | 4.507 | 0 | 25.212 | 165.561 | 28.233 | 0
3067 | 3.047 | 0.078 | 0 | 30.422 | 133.871 | 32.022 | 0
3068 | 0 | 0 | 0 | 31.325 | 101.241 | 29.759 | 0
3069 | 0 | 0 | 0 | 19.992 | 80.416 | 18.992 | 0
3070 | 0 | 0 | 0 | 8.009 | 72.073 | 7.609 | 0
3071 | 0 | 0 | 0 | 2.874 | 69.08 | 2.73 | 0
3072 | 0 | 0 | 0 | 2.365 | 66.616 | 2.247 | 0
3073 | 0 | 0 | 0 | 2.734 | 63.769 | 2.597 | 0
3074 | 0 | 0 | 0 | 2.82 | 60.831 | 2.679 | 0
3075 | 0 | 0 | 0 | 2.787 | 57.928 | 2.648 | 0
3076 | 0 | 0 | 0 | 3.14 | 54.657 | 2.983 | 0
3077 | 0.386 | 0 | 0 | 5.186 | 49.255 | 5.312 | 0
3078 | 3.047 | 0.042 | 0 | 10.435 | 38.386 | 13 | 0
3079 | 3.047 | 2.532 | 0 | 18.136 | 19.494 | 22.681 | 0
3080 | 3.047 | 9.317 | 0 | 18.714 | 0 | 29.676 | 0
3081 | 0 | 27.214 | 0 | 0 | 0 | 24.423 | 1.43
3082 | 0 | 43.16 | 7.882 | 0 | 7.567 | 13.658 | 19.855
3083 | 0 | 54.119 | 29.365 | 0 | 35.758 | 8.277 | 15.238
3084 | 0 | 55.913 | 49.553 | 0 | 83.329 | 6.042 | 0
3085 | 0 | 47.133 | 39.514 | 0 | 121.262 | 7.239 | 0
3086 | 0 | 45.18 | 36.57 | 0 | 156.369 | 8.18 | 0
3087 | 0 | 39.901 | 28.647 | 0 | 183.87 | 10.691 | 0
3088 | 0 | 26.133 | 10.56 | 0 | 194.008 | 14.794 | 0
3089 | 0 | 17.495 | 0 | 5.31 | 188.476 | 21.665 | 0
3090 | 1.182 | 4.918 | 0 | 30.359 | 156.852 | 34.695 | 0
3091 | 3.047 | 0.104 | 0 | 34.486 | 120.929 | 35.908 | 0
3092 | 0 | 0 | 0 | 29.667 | 90.025 | 28.184 | 0
3093 | 0 | 0 | 0 | 17.07 | 72.244 | 16.217 | 0
3094 | 0 | 0 | 0 | 7.67 | 64.254 | 7.287 | 0
3095 | 0.567 | 0 | 0 | 4.613 | 59.449 | 4.949 | 0
3096 | 0 | 0 | 0 | 2.208 | 57.149 | 2.098 | 0
3097 | 2.632 | 0 | 0 | 0 | 57.149 | 2.632 | 0
3098 | 3.047 | 0 | 0 | 0.494 | 56.634 | 3.516 | 0
3099 | 3.047 | 0 | 0 | 0.717 | 55.888 | 3.727 | 0
3100 | 3.047 | 0 | 0 | 0.575 | 55.289 | 3.593 | 0
3101 | 3.047 | 0 | 0 | 3.376 | 51.772 | 6.254 | 0
3102 | 3.047 | 0.042 | 0 | 9.734 | 41.633 | 12.334 | 0
3103 | 3.047 | 2.579 | 0 | 20.332 | 20.453 | 24.812 | 0
3104 | 3.047 | 11.885 | 0 | 19.635 | 0 | 32.99 | 0
3105 | 0 | 26.438 | 0 | 0 | 0 | 23.272 | 1.844
3106 | 0 | 42.726 | 7.449 | 0 | 7.151 | 12.768 | 20.745
3107 | 0 | 55.535 | 20.258 | 0 | 26.599 | 9.691 | 23.822
3108 | 0 | 61.997 | 26.719 | 0 | 52.249 | 6.96 | 26.554
3109 | 0 | 62.917 | 45.531 | 0 | 95.959 | 6.578 | 9.939
3110 | 0 | 58.512 | 48.308 | 0 | 142.335 | 9.693 | 0
3111 | 0 | 48.483 | 37.16 | 0 | 178.008 | 10.757 | 0
3112 | 0 | 34.015 | 16.667 | 0 | 194.008 | 16.481 | 0
3113 | 0 | 16.593 | 0 | 6.102 | 187.652 | 21.56 | 0
3114 | 0 | 4.383 | 0 | 27.173 | 159.347 | 29.978 | 0
3115 | 3.047 | 0.063 | 0 | 30.235 | 127.852 | 31.83 | 0
3116 | 0 | 0 | 0 | 26.776 | 99.96 | 25.438 | 0
3117 | 0 | 0 | 0 | 19.022 | 80.145 | 18.071 | 0
3118 | 0 | 0 | 0 | 6.767 | 73.096 | 6.429 | 0
3119 | 0 | 0 | 0 | 2.858 | 70.119 | 2.715 | 0
3120 | 0 | 0 | 0 | 2.478 | 67.538 | 2.354 | 0
3121 | 0 | 0 | 0 | 2.438 | 64.998 | 2.316 | 0
3122 | 0 | 0 | 0 | 2.602 | 62.287 | 2.472 | 0
3123 | 0.523 | 0 | 0 | 2.386 | 59.802 | 2.79 | 0
3124 | 2.987 | 0 | 0 | 0 | 59.802 | 2.987 | 0
3125 | 3.047 | 0 | 0 | 4.069 | 55.563 | 6.913 | 0
3126 | 3.047 | 0.047 | 0 | 11.889 | 43.179 | 14.386 | 0
3127 | 3.047 | 3.165 | 0 | 21.513 | 20.77 | 26.49 | 0
3128 | 3.047 | 10.073 | 0 | 19.939 | 0 | 31.558 | 0
3129 | 0 | 27.086 | 0 | 0 | 0 | 24.754 | 0.978
3130 | 0 | 44.641 | 9.363 | 0 | 8.989 | 12.855 | 20.658
3131 | 0 | 55.156 | 19.878 | 0 | 28.072 | 7.006 | 26.508
3132 | 0 | 62.032 | 26.755 | 0 | 53.757 | 6.536 | 26.977
3133 | 0 | 63.789 | 34.902 | 0 | 87.263 | 7.076 | 20.367
3134 | 0 | 60.632 | 51.86 | 0 | 137.049 | 8.333 | 0
3135 | 0 | 50.537 | 39.046 | 0 | 174.533 | 10.917 | 0
3136 | 0 | 33.511 | 20.286 | 0 | 194.008 | 12.564 | 0
3137 | 0 | 18.899 | 0 | 1.838 | 192.093 | 19.701 | 0
3138 | 0 | 4.709 | 0 | 29.117 | 161.763 | 32.135 | 0
3139 | 3.047 | 0.093 | 0 | 35.185 | 125.112 | 37.518 | 0
3140 | 0 | 0 | 0 | 31.271 | 92.538 | 29.708 | 0
3141 | 0 | 0 | 0 | 21.034 | 70.628 | 19.982 | 0
3142 | 0 | 0 | 0 | 6.93 | 63.41 | 6.583 | 0
3143 | 0 | 0 | 0 | 3.842 | 59.408 | 3.65 | 0
3144 | 0 | 0 | 0 | 2.137 | 57.182 | 2.03 | 0
3145 | 0 | 0 | 0 | 2.474 | 54.605 | 2.35 | 0
3146 | 0 | 0 | 0 | 2.942 | 51.54 | 2.795 | 0
3147 | 0 | 0 | 0 | 2.932 | 48.486 | 2.785 | 0
3148 | 0 | 0 | 0 | 3.707 | 44.624 | 3.522 | 0
3149 | 0 | 0 | 0 | 6.783 | 37.558 | 6.444 | 0
3150 | 3.047 | 0.052 | 0 | 11.448 | 25.633 | 13.972 | 0
3151 | 1.518 | 2.868 | 0 | 15.39 | 9.602 | 18.863 | 0
3152 | 3.047 | 9.979 | 0 | 9.218 | 0 | 21.283 | 0
3153 | 0 | 23.481 | 0 | 0 | 0 | 16.138 | 6.169
3154 | 0 | 37.605 | 2.328 | 0 | 2.235 | 17.337 | 16.176
3155 | 0 | 49.93 | 14.652 | 0 | 16.301 | 14.003 | 19.511
3156 | 0 | 52.447 | 35.064 | 0 | 49.963 | 13.165 | 3.349
3157 | 0 | 57.01 | 43.03 | 0 | 91.271 | 13.281 | 0
3158 | 0 | 53.659 | 39.99 | 0 | 129.661 | 12.985 | 0
3159 | 0 | 48.163 | 32.461 | 0 | 160.824 | 14.917 | 0
3160 | 0 | 35.573 | 16.778 | 0 | 176.931 | 17.855 | 0
3161 | 0 | 21.251 | 0 | 2.046 | 174.8 | 22.132 | 0
3162 | 0 | 5.609 | 0 | 21.713 | 152.182 | 25.957 | 0
3163 | 0 | 0.125 | 0 | 29.769 | 121.172 | 28.399 | 0
3164 | 0 | 0 | 0 | 24.677 | 95.467 | 23.443 | 0
3165 | 0 | 0 | 0 | 14.442 | 80.424 | 13.72 | 0
3166 | 0 | 0 | 0 | 7.97 | 72.122 | 7.571 | 0
3167 | 0 | 0 | 0 | 3.487 | 68.49 | 3.312 | 0
3168 | 0 | 0 | 0 | 2.213 | 66.184 | 2.103 | 0
3169 | 0 | 0 | 0 | 2.868 | 63.197 | 2.725 | 0
3170 | 0 | 0 | 0 | 2.6 | 60.488 | 2.47 | 0
3171 | 0 | 0 | 0 | 2.847 | 57.523 | 2.705 | 0
3172 | 0 | 0 | 0 | 3.679 | 53.691 | 3.495 | 0
3173 | 0 | 0 | 0 | 6.774 | 46.634 | 6.435 | 0
3174 | 0 | 0.024 | 0 | 15.146 | 30.857 | 14.412 | 0
3175 | 0 | 4.15 | 0 | 17 | 13.148 | 20.092 | 0
3176 | 0 | 9.953 | 0 | 12.622 | 0 | 21.447 | 0
3177 | 0 | 25.343 | 0 | 0 | 0 | 21.914 | 2.162
3178 | 0 | 37.193 | 1.916 | 0 | 1.84 | 15.378 | 18.135
3179 | 0 | 50.346 | 15.069 | 0 | 16.305 | 11.963 | 21.55
3180 | 0 | 57.514 | 40.189 | 0 | 54.887 | 12.66 | 3.799
3181 | 0 | 60.916 | 47.049 | 0 | 100.054 | 13.174 | 0
3182 | 0 | 60.057 | 45.633 | 0 | 143.862 | 13.703 | 0
3183 | 0 | 53.14 | 34.744 | 0 | 177.216 | 17.477 | 0
3184 | 0 | 38.313 | 17.491 | 0 | 194.008 | 19.781 | 0
3185 | 0 | 22.008 | 0 | 4.204 | 189.629 | 24.901 | 0
3186 | 0 | 5.516 | 0 | 25.626 | 162.936 | 29.584 | 0
3187 | 1.523 | 0.109 | 0 | 29.931 | 131.757 | 30.061 | 0
3188 | 0 | 0 | 0 | 24.235 | 106.513 | 23.023 | 0
3189 | 0 | 0 | 0 | 16.15 | 89.69 | 15.343 | 0
3190 | 0 | 0 | 0 | 8.065 | 81.289 | 7.662 | 0
3191 | 0 | 0 | 0 | 2.967 | 78.198 | 2.818 | 0
3192 | 0 | 0 | 0 | 2.037 | 76.076 | 1.935 | 0
3193 | 0 | 0 | 0 | 2.29 | 73.691 | 2.175 | 0
3194 | 0 | 0 | 0 | 2.376 | 71.216 | 2.257 | 0
3195 | 0 | 0 | 0 | 2.884 | 68.212 | 2.739 | 0
3196 | 0 | 0 | 0 | 5.756 | 62.216 | 5.468 | 0
3197 | 0 | 0 | 0 | 7.758 | 54.135 | 7.37 | 0
3198 | 3.047 | 0.069 | 0 | 8.032 | 45.768 | 10.743 | 0
3199 | 0 | 3.413 | 0 | 21.164 | 23.723 | 23.348 | 0
3200 | 0 | 9.874 | 0 | 22.774 | 0 | 31.015 | 0
3201 | 0 | 28.307 | 0 | 0 | 0 | 23.687 | 3.205
3202 | 0 | 45.861 | 10.584 | 0 | 10.16 | 16.418 | 17.096
3203 | 0 | 56.537 | 21.26 | 0 | 30.57 | 8.776 | 24.738
3204 | 0 | 63.579 | 28.302 | 0 | 57.74 | 6.468 | 27.045
3205 | 0 | 65.065 | 29.787 | 0 | 86.336 | 6.777 | 26.736
3206 | 0 | 61.751 | 34.527 | 0 | 119.482 | 7.647 | 18.216
3207 | 0 | 54.009 | 43.417 | 0 | 161.162 | 10.062 | 0
3208 | 0 | 41.405 | 29.084 | 0 | 189.083 | 11.705 | 0
3209 | 0 | 23.453 | 5.13 | 0 | 194.008 | 17.407 | 0
3210 | 0 | 5.718 | 0 | 26.056 | 166.866 | 30.186 | 0
3211 | 3.047 | 0.145 | 0 | 33.195 | 132.288 | 34.719 | 0
3212 | 0 | 0 | 0 | 32.832 | 98.088 | 31.19 | 0
3213 | 0 | 0 | 0 | 17.587 | 79.769 | 16.707 | 0
3214 | 0 | 0 | 0 | 6.727 | 72.762 | 6.39 | 0
3215 | 0 | 0 | 0 | 2.742 | 69.905 | 2.605 | 0
3216 | 0 | 0 | 0 | 2.108 | 67.709 | 2.003 | 0
3217 | 0 | 0 | 0 | 2.536 | 65.068 | 2.409 | 0
3218 | 0 | 0 | 0 | 2.988 | 61.955 | 2.839 | 0
3219 | 0 | 0 | 0 | 3.557 | 58.25 | 3.379 | 0
3220 | 0 | 0 | 0 | 4.141 | 53.937 | 3.934 | 0
3221 | 0 | 0 | 0 | 6.889 | 46.761 | 6.545 | 0
3222 | 3.047 | 0.077 | 0 | 11.751 | 34.52 | 14.283 | 0
3223 | 2.752 | 3.372 | 0 | 19.141 | 14.582 | 24.139 | 0
3224 | 3.047 | 12.268 | 0 | 13.998 | 0 | 28 | 0
3225 | 0 | 28.002 | 0 | 0 | 0 | 23.261 | 3.341
3226 | 0 | 44.923 | 9.646 | 0 | 9.26 | 12.405 | 21.109
3227 | 0 | 54.339 | 19.062 | 0 | 27.56 | 6.56 | 26.953
3228 | 0 | 61.345 | 26.068 | 0 | 52.585 | 6.471 | 27.043
3229 | 0 | 63.22 | 34.229 | 0 | 85.444 | 6.159 | 21.383
3230 | 0 | 59.49 | 51.037 | 0 | 134.44 | 8.03 | 0
3231 | 0 | 51.021 | 40.092 | 0 | 172.928 | 10.383 | 0
3232 | 0 | 38.866 | 21.958 | 0 | 194.008 | 16.062 | 0
3233 | 0 | 20.56 | 0 | 0.927 | 193.042 | 20.413 | 0
3234 | 0 | 5.007 | 0 | 28.726 | 163.119 | 32.046 | 0
3235 | 3.047 | 0.127 | 0 | 33.573 | 128.148 | 35.062 | 0
3236 | 0 | 0 | 0 | 29.868 | 97.035 | 28.375 | 0
3237 | 0 | 0 | 0 | 19.21 | 77.025 | 18.249 | 0
3238 | 0 | 0 | 0 | 7.778 | 68.923 | 7.389 | 0
3239 | 0 | 0 | 0 | 3.31 | 65.475 | 3.145 | 0
3240 | 0 | 0 | 0 | 2.635 | 62.729 | 2.504 | 0
3241 | 0.589 | 0 | 0 | 1.794 | 60.86 | 2.293 | 0
3242 | 0 | 0 | 0 | 2.843 | 57.899 | 2.701 | 0
3243 | 2.77 | 0 | 0 | 0 | 57.899 | 2.77 | 0
3244 | 3.047 | 0 | 0 | 0.415 | 57.467 | 3.441 | 0
3245 | 3.047 | 0 | 0 | 3.877 | 53.428 | 6.73 | 0
3246 | 3.047 | 0.067 | 0 | 11.124 | 41.841 | 13.679 | 0
3247 | 3.047 | 2.765 | 0 | 19.701 | 21.319 | 24.389 | 0
3248 | 3.047 | 8.802 | 0 | 20.466 | 0 | 30.852 | 0
3249 | 0 | 26.957 | 0 | 0 | 0 | 24.185 | 1.425
3250 | 0 | 43.081 | 7.803 | 0 | 7.491 | 12.859 | 20.654
3251 | 0 | 53.819 | 18.541 | 0 | 25.291 | 8.195 | 25.318
3252 | 0 | 60.288 | 33.71 | 0 | 57.652 | 6.293 | 18.956
3253 | 0 | 60.966 | 52.102 | 0 | 107.67 | 8.421 | 0
3254 | 0 | 51.664 | 42.463 | 0 | 148.435 | 8.74 | 0
3255 | 0 | 43.344 | 33.093 | 0 | 180.204 | 9.738 | 0
3256 | 0 | 31.849 | 14.379 | 0 | 194.008 | 16.596 | 0
3257 | 0 | 19.625 | 0 | 5.511 | 188.267 | 23.88 | 0
3258 | 0 | 4.999 | 0 | 29.129 | 157.924 | 32.421 | 0
3259 | 3.047 | 0.082 | 0 | 31.897 | 124.699 | 33.427 | 0
3260 | 0 | 0 | 0 | 30.938 | 92.472 | 29.391 | 0
3261 | 0 | 0 | 0 | 18.512 | 73.189 | 17.586 | 0
3262 | 0 | 0 | 0 | 8.358 | 64.482 | 7.94 | 0
3263 | 0 | 0 | 0 | 3.276 | 61.07 | 3.112 | 0
3264 | 0 | 0 | 0 | 1.922 | 59.068 | 1.826 | 0
3265 | 0 | 0 | 0 | 2.176 | 56.801 | 2.067 | 0
3266 | 0 | 0 | 0 | 2.455 | 54.244 | 2.332 | 0
3267 | 0.04 | 0 | 0 | 3.473 | 50.626 | 3.339 | 0
3268 | 3.047 | 0 | 0 | 0.123 | 50.499 | 3.163 | 0
3269 | 3.047 | 0 | 0 | 2.98 | 47.394 | 5.878 | 0
3270 | 3.047 | 0.062 | 0 | 9.203 | 37.808 | 11.849 | 0
3271 | 3.047 | 3.013 | 0 | 18.714 | 18.314 | 23.687 | 0
3272 | 3.047 | 8.306 | 0 | 17.582 | 0 | 27.64 | 0
3273 | 0.512 | 25.286 | 0 | 0 | 0 | 24.534 | 0
3274 | 0 | 41.924 | 6.647 | 0 | 6.381 | 12.4 | 21.113
3275 | 0 | 51.897 | 39.87 | 0 | 44.657 | 7.523 | 3.903
3276 | 0 | 53.762 | 46.317 | 0 | 89.121 | 7.073 | 0
3277 | 0 | 58.437 | 50.012 | 0 | 137.133 | 8.004 | 0
3278 | 0 | 48.595 | 37.42 | 0 | 173.056 | 10.616 | 0
3279 | 0 | 27.76 | 14.857 | 0 | 187.319 | 12.257 | 0
3280 | 0 | 22.332 | 6.968 | 0 | 194.008 | 14.596 | 0
3281 | 0 | 16.263 | 0 | 6.066 | 187.689 | 21.213 | 0
3282 | 0 | 5.027 | 0 | 28.395 | 158.11 | 31.751 | 0
3283 | 3.047 | 0.099 | 0 | 31.806 | 124.98 | 33.356 | 0
3284 | 0 | 0 | 0 | 28.91 | 94.865 | 27.465 | 0
3285 | 0 | 0 | 0 | 17.005 | 77.151 | 16.155 | 0
3286 | 0 | 0 | 0 | 7.51 | 69.328 | 7.134 | 0
3287 | 0 | 0 | 0 | 2.843 | 66.367 | 2.701 | 0
3288 | 0 | 0 | 0 | 2.332 | 63.938 | 2.216 | 0
3289 | 0 | 0 | 0 | 2.477 | 61.358 | 2.353 | 0
3290 | 0 | 0 | 0 | 2.502 | 58.751 | 2.377 | 0
3291 | 0 | 0 | 0 | 2.544 | 56.101 | 2.417 | 0
3292 | 0 | 0 | 0 | 3.229 | 52.737 | 3.068 | 0
3293 | 1.047 | 0 | 0 | 5.2 | 47.321 | 5.987 | 0
3294 | 3.047 | 0.06 | 0 | 12.88 | 33.904 | 15.34 | 0
3295 | 3.047 | 3.341 | 0 | 18.435 | 14.7 | 23.734 | 0
3296 | 3.047 | 11.842 | 0 | 14.112 | 0 | 27.703 | 0
3297 | 0 | 25.387 | 0 | 0 | 0 | 18.784 | 5.334
3298 | 0 | 40.426 | 5.149 | 0 | 4.943 | 12.621 | 20.892
3299 | 0 | 48.238 | 21.613 | 0 | 25.692 | 7.498 | 17.796
3300 | 0 | 57.133 | 49.627 | 0 | 73.334 | 7.13 | 0
3301 | 0 | 55.476 | 47.785 | 0 | 119.207 | 7.307 | 0
3302 | 0 | 46.548 | 38.924 | 0 | 156.574 | 7.243 | 0
3303 | 0 | 26.709 | 15.886 | 0 | 171.825 | 10.281 | 0
3304 | 0 | 37.663 | 21.942 | 0 | 192.89 | 14.935 | 0
3305 | 0 | 22.312 | 1.165 | 0 | 194.008 | 20.089 | 0
3306 | 0 | 5.835 | 0 | 24.387 | 168.605 | 28.71 | 0
3307 | 0.906 | 0.162 | 0 | 35.115 | 132.027 | 34.419 | 0
3308 | 0 | 0 | 0 | 28.765 | 102.064 | 27.326 | 0
3309 | 0 | 0 | 0 | 21.488 | 79.68 | 20.413 | 0
3310 | 0 | 0 | 0 | 7.37 | 72.003 | 7.002 | 0
3311 | 0 | 0 | 0 | 3.524 | 68.332 | 3.348 | 0
3312 | 0 | 0 | 0 | 2.037 | 66.21 | 1.935 | 0
3313 | 0 | 0 | 0 | 2.452 | 63.656 | 2.329 | 0
3314 | 0 | 0 | 0 | 2.412 | 61.143 | 2.292 | 0
3315 | 0 | 0 | 0 | 2.531 | 58.507 | 2.405 | 0
3316 | 0 | 0 | 0 | 3.166 | 55.209 | 3.007 | 0
3317 | 0 | 0 | 0 | 5.725 | 49.245 | 5.439 | 0
3318 | 3.047 | 0.044 | 0 | 10.978 | 37.81 | 13.517 | 0
3319 | 0 | 2.869 | 0 | 18.376 | 18.668 | 20.182 | 0
3320 | 0 | 9.47 | 0 | 15.171 | 2.866 | 23.408 | 0
3321 | 0 | 22.036 | 0 | 0.734 | 2.101 | 21.631 | 0
3322 | 0 | 35.2 | 17.779 | 0 | 19.169 | 16.55 | 0
3323 | 0 | 44.684 | 31.353 | 0 | 49.268 | 12.664 | 0
3324 | 0 | 56.96 | 44.322 | 0 | 91.817 | 12.006 | 0
3325 | 0 | 60.511 | 45.627 | 0 | 135.619 | 14.139 | 0
3326 | 0 | 53.292 | 38.481 | 0 | 172.561 | 14.07 | 0
3327 | 0 | 41.043 | 21.928 | 0 | 193.612 | 18.158 | 0
3328 | 0 | 20.189 | 0 | 2.742 | 190.755 | 21.785 | 0
3329 | 0 | 11.962 | 0 | 16.927 | 173.123 | 27.445 | 0
3330 | 0 | 3.956 | 0 | 30.273 | 141.588 | 32.517 | 0
3331 | 3.047 | 0.091 | 0 | 30.48 | 109.838 | 32.09 | 0
3332 | 0 | 0 | 0 | 25.228 | 83.559 | 23.966 | 0
3333 | 0 | 0 | 0 | 14.152 | 68.817 | 13.445 | 0
3334 | 0 | 0 | 0 | 7.002 | 61.524 | 6.652 | 0
3335 | 0 | 0 | 0 | 3.017 | 58.381 | 2.866 | 0
3336 | 0 | 0 | 0 | 2.003 | 56.295 | 1.902 | 0
3337 | 0 | 0 | 0 | 2.541 | 53.649 | 2.414 | 0
3338 | 0 | 0 | 0 | 2.763 | 50.77 | 2.625 | 0
3339 | 0 | 0 | 0 | 2.644 | 48.016 | 2.512 | 0
3340 | 0 | 0 | 0 | 3.508 | 44.362 | 3.333 | 0
3341 | 0 | 0 | 0 | 5.433 | 38.702 | 5.162 | 0
3342 | 3.047 | 0.084 | 0 | 10.402 | 27.867 | 13.008 | 0
3343 | 0 | 2.791 | 0 | 16.765 | 10.403 | 18.579 | 0
3344 | 1.493 | 10.646 | 0 | 9.987 | 0 | 21.095 | 0
3345 | 0 | 25.234 | 0 | 0 | 0 | 16.08 | 7.892
3346 | 0 | 39.44 | 4.163 | 0 | 3.997 | 15.306 | 18.207
3347 | 0 | 53.456 | 18.178 | 0 | 21.448 | 14.36 | 19.154
3348 | 0 | 60.543 | 29.847 | 0 | 50.101 | 15.784 | 13.378
3349 | 0 | 62.608 | 46.613 | 0 | 94.849 | 15.195 | 0
3350 | 0 | 60.047 | 41.562 | 0 | 134.749 | 17.561 | 0
3351 | 0 | 50.506 | 30.939 | 0 | 164.45 | 18.588 | 0
3352 | 0 | 39.155 | 21.624 | 0 | 185.209 | 16.654 | 0
3353 | 0 | 22.23 | 0 | 2.11 | 183.011 | 23.122 | 0
3354 | 0 | 5.501 | 0 | 23.11 | 158.938 | 27.18 | 0
3355 | 0 | 0.171 | 0 | 27.101 | 130.708 | 25.909 | 0
3356 | 0 | 0 | 0 | 22.796 | 106.962 | 21.656 | 0
3357 | 0 | 0 | 0 | 12.832 | 93.596 | 12.19 | 0
3358 | 0 | 0 | 0 | 7.243 | 86.051 | 6.881 | 0
3359 | 0 | 0 | 0 | 3.032 | 82.893 | 2.88 | 0
3360 | 0 | 0 | 0 | 2.358 | 80.437 | 2.24 | 0
3361 | 0 | 0 | 0 | 2.717 | 77.606 | 2.581 | 0
3362 | 0 | 0 | 0 | 3.355 | 74.112 | 3.187 | 0
3363 | 0 | 0 | 0 | 2.746 | 71.251 | 2.609 | 0
3364 | 0 | 0 | 0 | 3.37 | 67.74 | 3.202 | 0
3365 | 0 | 0 | 0 | 6.064 | 61.423 | 5.761 | 0
3366 | 0 | 0.063 | 0 | 14.078 | 46.759 | 13.434 | 0
3367 | 0 | 3.46 | 0 | 21.524 | 24.338 | 23.734 | 0
3368 | 0 | 8.948 | 0 | 23.365 | 0 | 30.697 | 0
3369 | 0 | 26.787 | 0 | 0 | 0 | 24.572 | 0.876
3370 | 0 | 43.761 | 8.484 | 0 | 8.144 | 13.802 | 19.712
3371 | 0 | 54.682 | 19.404 | 0 | 26.773 | 6.788 | 26.725
3372 | 0 | 61.557 | 26.28 | 0 | 52.002 | 6.56 | 26.954
3373 | 0 | 63.623 | 32.757 | 0 | 83.449 | 9.334 | 19.988
3374 | 0 | 61.051 | 51.967 | 0 | 133.336 | 8.63 | 0
3375 | 0 | 52.465 | 41.429 | 0 | 173.109 | 10.484 | 0
3376 | 0 | 39.275 | 21.77 | 0 | 194.008 | 16.629 | 0
3377 | 0 | 21.636 | 0 | 0.193 | 193.807 | 20.737 | 0
3378 | 0 | 5.734 | 0 | 24.683 | 168.096 | 28.895 | 0
3379 | 3.047 | 0.191 | 0 | 29.8 | 137.055 | 31.538 | 0
3380 | 0 | 0 | 0 | 31.222 | 104.532 | 29.661 | 0
3381 | 0 | 0 | 0 | 19.536 | 84.183 | 18.559 | 0
3382 | 0 | 0 | 0 | 6.388 | 77.529 | 6.068 | 0
3383 | 0 | 0 | 0 | 2.792 | 74.62 | 2.653 | 0
3384 | 0 | 0 | 0 | 2.095 | 72.438 | 1.99 | 0
3385 | 0 | 0 | 0 | 2.655 | 69.672 | 2.522 | 0
3386 | 0 | 0 | 0 | 2.608 | 66.955 | 2.478 | 0
3387 | 0 | 0 | 0 | 2.185 | 64.679 | 2.076 | 0
3388 | 0 | 0 | 0 | 3.982 | 60.531 | 3.783 | 0
3389 | 1.848 | 0 | 0 | 4.405 | 55.942 | 6.032 | 0
3390 | 3.047 | 0.108 | 0 | 10.606 | 44.895 | 13.224 | 0
3391 | 3.047 | 3.29 | 0 | 22.42 | 21.541 | 27.47 | 0
3392 | 3.047 | 9.363 | 0 | 20.679 | 0 | 31.587 | 0
3393 | 0 | 26.94 | 0 | 0 | 0 | 25.094 | 0.5
3394 | 0 | 43.491 | 8.214 | 0 | 7.885 | 11.991 | 21.523
3395 | 0 | 54.535 | 19.258 | 0 | 26.373 | 6.845 | 26.669
3396 | 0 | 61.203 | 25.926 | 0 | 51.262 | 5.7 | 27.813
3397 | 0 | 61.828 | 28.837 | 0 | 78.946 | 8.612 | 22.729
3398 | 0 | 60.53 | 52.634 | 0 | 129.474 | 7.501 | 0
3399 | 0 | 51.929 | 41.565 | 0 | 169.377 | 9.846 | 0
3400 | 0 | 39.518 | 23.904 | 0 | 192.325 | 14.834 | 0
3401 | 0 | 22.679 | 1.753 | 0 | 194.008 | 19.88 | 0
3402 | 0 | 5.616 | 0 | 27.453 | 165.411 | 31.415 | 0
3403 | 2.531 | 0.193 | 0 | 34.77 | 129.192 | 35.746 | 0
3404 | 0 | 0 | 0 | 30.732 | 97.18 | 29.196 | 0
3405 | 0 | 0 | 0 | 17.724 | 78.717 | 16.838 | 0
3406 | 0 | 0 | 0 | 7.571 | 70.831 | 7.192 | 0
3407 | 0 | 0 | 0 | 2.666 | 68.054 | 2.532 | 0
3408 | 0 | 0 | 0 | 2.734 | 65.206 | 2.597 | 0
3409 | 0 | 0 | 0 | 2.787 | 62.303 | 2.648 | 0
3410 | 0 | 0 | 0 | 2.683 | 59.508 | 2.549 | 0
3411 | 0 | 0 | 0 | 3.313 | 56.058 | 3.147 | 0
3412 | 0 | 0 | 0 | 4.774 | 51.085 | 4.535 | 0
3413 | 3.047 | 0 | 0 | 3.092 | 47.864 | 5.984 | 0
3414 | 3.047 | 0.102 | 0 | 10.98 | 36.427 | 13.574 | 0
3415 | 3.047 | 3.157 | 0 | 16.124 | 19.631 | 21.364 | 0
3416 | 3.047 | 8.641 | 0 | 18.845 | 0 | 29.158 | 0
3417 | 0 | 26.612 | 0 | 0 | 0 | 21.856 | 3.426
3418 | 0 | 43.788 | 8.511 | 0 | 8.17 | 10.945 | 22.568
3419 | 0 | 54.853 | 19.576 | 0 | 26.963 | 8.103 | 25.41
3420 | 0 | 61.63 | 26.352 | 0 | 52.262 | 5.548 | 27.965
3421 | 0 | 63.351 | 35.485 | 0 | 86.327 | 7.929 | 18.544
3422 | 0 | 60.115 | 50.549 | 0 | 134.854 | 9.088 | 0
3423 | 0 | 52.492 | 39.485 | 0 | 172.759 | 12.357 | 0
3424 | 0 | 40.163 | 22.134 | 0 | 194.008 | 17.127 | 0
3425 | 0 | 22.691 | 0 | 1.448 | 192.5 | 22.932 | 0
3426 | 0 | 5.696 | 0 | 25.202 | 166.247 | 29.353 | 0
3427 | 1.816 | 0.205 | 0 | 32.381 | 132.517 | 32.773 | 0
3428 | 0 | 0 | 0 | 29.078 | 102.228 | 27.624 | 0
3429 | 0 | 0 | 0 | 17.192 | 84.32 | 16.332 | 0
3430 | 0 | 0 | 0 | 7.698 | 76.301 | 7.313 | 0
3431 | 0 | 0 | 0 | 3.082 | 73.091 | 2.927 | 0
3432 | 0 | 0 | 0 | 2.272 | 70.725 | 2.158 | 0
3433 | 0 | 0 | 0 | 2.397 | 68.228 | 2.277 | 0
3434 | 0 | 0 | 0 | 2.384 | 65.745 | 2.265 | 0
3435 | 0 | 0 | 0 | 2.588 | 63.049 | 2.459 | 0
3436 | 0 | 0 | 0 | 3.385 | 59.523 | 3.216 | 0
3437 | 0 | 0 | 0 | 5.797 | 53.484 | 5.507 | 0
3438 | 3.047 | 0.057 | 0 | 11.631 | 41.369 | 14.15 | 0
3439 | 0 | 3.948 | 0 | 22.718 | 17.704 | 25.332 | 0
3440 | 3.047 | 10.393 | 0 | 16.996 | 0 | 29.066 | 0
3441 | 0 | 26.428 | 0 | 0 | 0 | 21.869 | 3.238
3442 | 0 | 43.437 | 8.16 | 0 | 7.833 | 13.593 | 19.92
3443 | 0 | 54.02 | 18.743 | 0 | 25.827 | 10.131 | 23.383
3444 | 0 | 60.485 | 25.208 | 0 | 50.026 | 8.122 | 25.392
3445 | 0 | 62.04 | 36.161 | 0 | 84.74 | 7.529 | 17.056
3446 | 0 | 55.931 | 44.725 | 0 | 127.677 | 10.645 | 0
3447 | 0 | 50.343 | 40.122 | 0 | 166.194 | 9.71 | 0
3448 | 0 | 39.276 | 26.273 | 0 | 191.416 | 12.352 | 0
3449 | 0 | 22.23 | 2.7 | 0 | 194.008 | 18.554 | 0
3450 | 0 | 5.698 | 0 | 23.094 | 169.952 | 27.352 | 0
3451 | 0 | 0.232 | 0 | 33.402 | 135.158 | 31.952 | 0
3452 | 0 | 0 | 0 | 27.878 | 106.118 | 26.484 | 0
3453 | 0 | 0 | 0 | 17.7 | 87.681 | 16.815 | 0
3454 | 0 | 0 | 0 | 6.942 | 80.45 | 6.595 | 0
3455 | 0 | 0 | 0 | 3.047 | 77.276 | 2.895 | 0
3456 | 0 | 0 | 0 | 2.366 | 74.811 | 2.247 | 0
3457 | 0 | 0 | 0 | 2.7 | 71.999 | 2.565 | 0
3458 | 0 | 0 | 0 | 3.132 | 68.737 | 2.975 | 0
3459 | 0 | 0 | 0 | 2.927 | 65.688 | 2.78 | 0
3460 | 0 | 0 | 0 | 3.24 | 62.313 | 3.078 | 0
3461 | 0 | 0 | 0 | 5.334 | 56.757 | 5.067 | 0
3462 | 3.047 | 0.106 | 0 | 9.592 | 46.765 | 12.259 | 0
3463 | 3.047 | 2.807 | 0 | 20.904 | 24.99 | 25.573 | 0
3464 | 1.137 | 8.225 | 0 | 23.99 | 0 | 31.741 | 0
3465 | 0 | 25.971 | 0 | 0 | 0 | 23.199 | 1.473
3466 | 0 | 43.176 | 7.899 | 0 | 7.583 | 11.261 | 22.252
3467 | 0 | 54.058 | 18.781 | 0 | 25.612 | 8.638 | 24.875
3468 | 0 | 60.571 | 25.294 | 0 | 49.894 | 7.768 | 25.745
3469 | 0 | 62.401 | 42.1 | 0 | 90.31 | 7.162 | 12.124
3470 | 0 | 56.894 | 47.998 | 0 | 136.388 | 8.451 | 0
3471 | 0 | 48.508 | 37.695 | 0 | 172.575 | 10.272 | 0
3472 | 0 | 36.707 | 22.326 | 0 | 194.008 | 13.662 | 0
3473 | 0 | 21.206 | 0 | 3.368 | 190.5 | 23.345 | 0
3474 | 0 | 5.374 | 0 | 27.721 | 161.624 | 31.44 | 0
3475 | 1.945 | 0.215 | 0 | 35.062 | 125.1 | 35.458 | 0
3476 | 0 | 0 | 0 | 30.557 | 93.27 | 29.029 | 0
3477 | 0 | 0 | 0 | 19.358 | 73.105 | 18.39 | 0
3478 | 0 | 0 | 0 | 9.481 | 63.229 | 9.007 | 0
3479 | 0 | 0 | 0 | 3.931 | 59.134 | 3.735 | 0
3480 | 0 | 0 | 0 | 2.558 | 56.47 | 2.43 | 0
3481 | 0 | 0 | 0 | 2.696 | 53.661 | 2.561 | 0
3482 | 0 | 0 | 0 | 3.261 | 50.265 | 3.098 | 0
3483 | 0 | 0 | 0 | 2.921 | 47.222 | 2.775 | 0
3484 | 0 | 0 | 0 | 4.217 | 42.829 | 4.006 | 0
3485 | 1.534 | 0 | 0 | 4.143 | 38.513 | 5.47 | 0
3486 | 3.047 | 0.108 | 0 | 10.48 | 27.596 | 13.106 | 0
3487 | 3.047 | 2.788 | 0 | 15.995 | 10.935 | 20.891 | 0
3488 | 3.047 | 8.241 | 0 | 10.498 | 0 | 20.849 | 0
3489 | 0 | 25.899 | 0 | 0 | 0 | 18.239 | 6.365
3490 | 0 | 42.992 | 7.715 | 0 | 7.406 | 15.273 | 18.24
3491 | 0 | 53.406 | 18.129 | 0 | 24.81 | 12.879 | 20.634
3492 | 0 | 58.713 | 44.767 | 0 | 67.786 | 13.249 | 0
3493 | 0 | 58.201 | 32.127 | 0 | 98.628 | 11.419 | 13.352
3494 | 0 | 55.123 | 40.72 | 0 | 137.719 | 13.682 | 0
3495 | 0 | 47.242 | 30.527 | 0 | 167.025 | 15.879 | 0
3496 | 0 | 38.571 | 18.763 | 0 | 185.038 | 18.817 | 0
3497 | 0 | 21.784 | 0 | 2.32 | 182.622 | 22.898 | 0
3498 | 0 | 5.384 | 0 | 23.863 | 157.764 | 27.785 | 0
3499 | 0 | 0.225 | 0 | 27.263 | 129.366 | 26.113 | 0
3500 | 0 | 0 | 0 | 21.576 | 106.89 | 20.498 | 0
3501 | 0 | 0 | 0 | 17.024 | 89.157 | 16.173 | 0
3502 | 0 | 0 | 0 | 9.016 | 79.766 | 8.565 | 0
3503 | 0 | 0 | 0 | 3.896 | 75.707 | 3.702 | 0
3504 | 0 | 0 | 0 | 2.453 | 73.151 | 2.331 | 0
3505 | 0 | 0 | 0 | 2.941 | 70.088 | 2.794 | 0
3506 | 0 | 0 | 0 | 3.019 | 66.944 | 2.868 | 0
3507 | 0 | 0 | 0 | 2.913 | 63.909 | 2.767 | 0
3508 | 0 | 0 | 0 | 4.488 | 59.234 | 4.264 | 0
3509 | 0 | 0 | 0 | 8.509 | 50.371 | 8.083 | 0
3510 | 0 | 0.104 | 0 | 15.772 | 33.941 | 15.082 | 0
3511 | 0 | 2.821 | 0 | 16.729 | 16.515 | 18.573 | 0
3512 | 0 | 8.282 | 0 | 15.854 | 0 | 22.929 | 0
3513 | 0 | 26.035 | 0 | 0 | 0 | 18.822 | 5.912
3514 | 0 | 43.178 | 7.901 | 0 | 7.585 | 16.739 | 16.775
3515 | 0 | 53.626 | 18.348 | 0 | 25.199 | 16.847 | 16.666
3516 | 0 | 60.074 | 41.051 | 0 | 64.608 | 13.682 | 4.39
3517 | 0 | 61.544 | 47.114 | 0 | 109.837 | 13.708 | 0
3518 | 0 | 58.541 | 43.596 | 0 | 151.689 | 14.197 | 0
3519 | 0 | 45.348 | 30.012 | 0 | 180.501 | 14.569 | 0
3520 | 0 | 35.7 | 14.07 | 0 | 194.008 | 20.549 | 0
3521 | 0 | 19.632 | 0 | 7.063 | 186.65 | 25.361 | 0
3522 | 0 | 5.557 | 0 | 23.495 | 162.177 | 27.599 | 0
3523 | 0 | 0.233 | 0 | 29.704 | 131.235 | 28.44 | 0
3524 | 0 | 0 | 0 | 23.712 | 106.535 | 22.526 | 0
3525 | 0 | 0 | 0 | 13.982 | 91.971 | 13.283 | 0
3526 | 0 | 0 | 0 | 9.21 | 82.376 | 8.75 | 0
3527 | 0 | 0 | 0 | 3.753 | 78.467 | 3.565 | 0
3528 | 0 | 0 | 0 | 2.25 | 76.124 | 2.137 | 0
3529 | 0 | 0 | 0 | 2.489 | 73.531 | 2.365 | 0
3530 | 0 | 0 | 0 | 4.207 | 69.149 | 3.996 | 0
3531 | 0 | 0 | 0 | 2.798 | 66.234 | 2.658 | 0
3532 | 0 | 0 | 0 | 3.273 | 62.825 | 3.109 | 0
3533 | 0 | 0 | 0 | 5.079 | 57.535 | 4.825 | 0
3534 | 3.047 | 0.111 | 0 | 9.309 | 47.838 | 11.996 | 0
3535 | 0 | 2.777 | 0 | 23.204 | 23.667 | 24.682 | 0
3536 | 1.88 | 8.061 | 0 | 22.72 | 0 | 31.122 | 0
3537 | 0 | 25.843 | 0 | 0 | 0 | 23.218 | 1.333
3538 | 0 | 42.89 | 7.613 | 0 | 7.308 | 11.569 | 21.944
3539 | 0 | 53.58 | 18.303 | 0 | 24.879 | 8.249 | 25.265
3540 | 0 | 59.957 | 24.68 | 0 | 48.572 | 6.433 | 27.081
3541 | 0 | 61.876 | 42.567 | 0 | 89.436 | 7.502 | 10.842
3542 | 0 | 56.894 | 47.622 | 0 | 135.154 | 8.808 | 0
3543 | 0 | 51.376 | 37.827 | 0 | 171.468 | 12.871 | 0
3544 | 0 | 39.326 | 23.266 | 0 | 193.803 | 15.257 | 0
3545 | 0 | 22.269 | 0.213 | 0 | 194.008 | 20.953 | 0
3546 | 0 | 5.615 | 0 | 24.853 | 168.119 | 28.944 | 0
3547 | 3.047 | 0.248 | 0 | 33.04 | 133.703 | 34.67 | 0
3548 | 0 | 0 | 0 | 32.249 | 100.111 | 30.636 | 0
3549 | 0 | 0 | 0 | 23.159 | 75.987 | 22.001 | 0
3550 | 0 | 0 | 0 | 9.064 | 66.545 | 8.611 | 0
3551 | 0 | 0 | 0 | 3.338 | 63.068 | 3.171 | 0
3552 | 0 | 0 | 0 | 2.227 | 60.748 | 2.116 | 0
3553 | 0.844 | 0 | 0 | 1.719 | 58.958 | 2.477 | 0
3554 | 0 | 0 | 0 | 2.682 | 56.164 | 2.548 | 0
3555 | 2.705 | 0 | 0 | 0 | 56.164 | 2.705 | 0
3556 | 3.047 | 0 | 0 | 0.425 | 55.721 | 3.451 | 0
3557 | 3.047 | 0 | 0 | 5.22 | 50.283 | 8.006 | 0
3558 | 3.047 | 0.122 | 0 | 11.144 | 38.675 | 13.749 | 0
3559 | 3.047 | 2.862 | 0 | 19.902 | 17.944 | 24.672 | 0
3560 | 3.047 | 8.205 | 0 | 17.226 | 0 | 27.206 | 0
3561 | 0 | 26.22 | 0 | 0 | 0 | 23.027 | 1.882
3562 | 0 | 43.499 | 8.222 | 0 | 7.893 | 12.863 | 20.651
3563 | 0 | 53.959 | 18.682 | 0 | 25.827 | 9.043 | 24.47
3564 | 0 | 60.069 | 24.792 | 0 | 49.628 | 6.782 | 26.731
3565 | 0 | 61.651 | 32.336 | 0 | 80.67 | 6.45 | 21.399
3566 | 0 | 59.598 | 51.486 | 0 | 130.097 | 7.706 | 0
3567 | 0 | 52.235 | 42.107 | 0 | 170.52 | 9.622 | 0
3568 | 0 | 39.914 | 24.467 | 0 | 194.008 | 14.675 | 0
3569 | 0 | 22.568 | 0 | 2.804 | 191.087 | 24.103 | 0
3570 | 0 | 5.679 | 0 | 26.052 | 163.949 | 30.145 | 0
3571 | 3.047 | 0.262 | 0 | 31.508 | 131.128 | 33.228 | 0
3572 | 0 | 0 | 0 | 26.612 | 103.407 | 25.282 | 0
3573 | 0 | 0 | 0 | 16.417 | 86.306 | 15.596 | 0
3574 | 0 | 0 | 0 | 6.293 | 79.751 | 5.978 | 0
3575 | 0 | 0 | 0 | 2.224 | 77.434 | 2.113 | 0
3576 | 0 | 0 | 0 | 2.474 | 74.857 | 2.35 | 0
3577 | 0 | 0 | 0 | 2.823 | 71.916 | 2.682 | 0
3578 | 0 | 0 | 0 | 2.937 | 68.857 | 2.79 | 0
3579 | 0 | 0 | 0 | 2.882 | 65.855 | 2.738 | 0
3580 | 0 | 0 | 0 | 4.762 | 60.895 | 4.524 | 0
3581 | 0.109 | 0 | 0 | 7.337 | 53.252 | 7.08 | 0
3582 | 3.047 | 0.123 | 0 | 11.235 | 41.549 | 13.836 | 0
3583 | 3.047 | 2.855 | 0 | 20.042 | 20.672 | 24.799 | 0
3584 | 3.047 | 8.039 | 0 | 19.845 | 0 | 29.536 | 0
3585 | 0 | 25.898 | 0 | 0 | 0 | 23.28 | 1.323
3586 | 0 | 43.275 | 7.998 | 0 | 7.678 | 12.442 | 21.072
3587 | 0 | 54.132 | 18.855 | 0 | 25.779 | 9.238 | 24.275
3588 | 0 | 60.357 | 25.08 | 0 | 49.855 | 8.982 | 24.531
3589 | 0 | 58.729 | 42.372 | 0 | 90.532 | 7.844 | 7.695
3590 | 0 | 52.899 | 43.575 | 0 | 132.365 | 8.858 | 0
3591 | 0 | 49.652 | 37.308 | 0 | 168.18 | 11.727 | 0
3592 | 0 | 37.914 | 24.639 | 0 | 191.833 | 12.612 | 0
3593 | 0 | 21.951 | 2.266 | 0 | 194.008 | 18.701 | 0
3594 | 0 | 5.492 | 0 | 27.465 | 165.399 | 31.309 | 0
3595 | 3.047 | 0.247 | 0 | 35.03 | 128.909 | 36.881 | 0
3596 | 0 | 0 | 0 | 32.93 | 94.607 | 31.284 | 0
3597 | 0 | 0 | 0 | 18.74 | 75.086 | 17.803 | 0
3598 | 0 | 0 | 0 | 6.767 | 68.037 | 6.428 | 0
3599 | 0 | 0 | 0 | 3.169 | 64.737 | 3.01 | 0
3600 | 0 | 0 | 0 | 2.405 | 62.231 | 2.285 | 0
3601 | 0.754 | 0 | 0 | 2.006 | 60.142 | 2.66 | 0
3602 | 2.963 | 0 | 0 | 0 | 60.142 | 2.963 | 0
3603 | 2.594 | 0 | 0 | 0 | 60.142 | 2.594 | 0
3604 | 3.047 | 0 | 0 | 0.517 | 59.603 | 3.538 | 0
3605 | 3.047 | 0 | 0 | 4.264 | 55.161 | 7.098 | 0
3606 | 3.047 | 0.102 | 0 | 8.75 | 46.047 | 11.456 | 0
3607 | 3.047 | 2.871 | 0 | 21.085 | 24.083 | 25.805 | 0
3608 | 3.047 | 7.898 | 0 | 23.12 | 0 | 32.514 | 0
3609 | 2.449 | 25.385 | 0 | 0 | 0 | 26.564 | 0
3610 | 0 | 42.351 | 7.074 | 0 | 6.791 | 13.74 | 19.773
3611 | 0 | 53.149 | 17.872 | 0 | 23.948 | 9.163 | 24.35
3612 | 0 | 59.636 | 28.315 | 0 | 51.13 | 7.93 | 21.825
3613 | 0 | 57.614 | 50.411 | 0 | 99.524 | 6.843 | 0
3614 | 0 | 53.017 | 45.733 | 0 | 143.428 | 6.92 | 0
3615 | 0 | 44.255 | 33.114 | 0 | 175.218 | 10.584 | 0
3616 | 0 | 35.111 | 19.573 | 0 | 194.008 | 14.761 | 0
3617 | 0 | 17.957 | 0 | 4.485 | 189.336 | 21.32 | 0
3618 | 0 | 4.636 | 0 | 28.328 | 159.827 | 31.316 | 0
3619 | 3.047 | 0.227 | 0 | 34.077 | 124.331 | 35.635 | 0
3620 | 0 | 0 | 0 | 31.17 | 91.862 | 29.612 | 0
3621 | 0 | 0 | 0 | 21.806 | 69.147 | 20.716 | 0
3622 | 0.55 | 0 | 0 | 9.808 | 58.93 | 9.867 | 0
3623 | 2.943 | 0 | 0 | 0 | 58.93 | 2.943 | 0
3624 | 2.272 | 0 | 0 | 0 | 58.93 | 2.272 | 0
3625 | 2.494 | 0 | 0 | 0 | 58.93 | 2.494 | 0
3626 | 2.708 | 0 | 0 | 0 | 58.93 | 2.708 | 0
3627 | 2.537 | 0 | 0 | 0 | 58.93 | 2.537 | 0
3628 | 3.047 | 0 | 0 | 0.867 | 58.027 | 3.87 | 0
3629 | 3.047 | 0 | 0 | 4.185 | 53.668 | 7.023 | 0
3630 | 3.047 | 0.1 | 0 | 10.598 | 42.629 | 13.209 | 0
3631 | 3.047 | 2.81 | 0 | 19.605 | 22.207 | 24.341 | 0
3632 | 3.047 | 7.637 | 0 | 21.319 | 0 | 30.555 | 0
3633 | 0 | 25.023 | 0 | 0 | 0 | 21.641 | 2.131
3634 | 0 | 41.65 | 6.373 | 0 | 6.118 | 10.727 | 22.787
3635 | 0 | 51.729 | 16.452 | 0 | 21.912 | 8.812 | 24.701
3636 | 0 | 58.527 | 29.174 | 0 | 49.919 | 8.319 | 19.567
3637 | 0 | 59.814 | 51.834 | 0 | 99.679 | 7.581 | 0
3638 | 0 | 55.532 | 43.93 | 0 | 141.852 | 11.023 | 0
3639 | 0 | 47.355 | 34.359 | 0 | 174.837 | 12.346 | 0
3640 | 0 | 34.712 | 19.97 | 0 | 194.008 | 14.005 | 0
3641 | 0 | 17.664 | 0 | 3.123 | 190.755 | 19.747 | 0
3642 | 0 | 4.042 | 0 | 26.241 | 163.421 | 28.769 | 0
3643 | 0 | 0.234 | 0 | 34.969 | 126.995 | 33.443 | 0
3644 | 0 | 0 | 0 | 28.406 | 97.405 | 26.985 | 0
3645 | 0 | 0 | 0 | 17.397 | 79.284 | 16.527 | 0
3646 | 0 | 0 | 0 | 9.774 | 69.103 | 9.285 | 0
3647 | 0 | 0 | 0 | 3.601 | 65.352 | 3.421 | 0
3648 | 0 | 0 | 0 | 2.377 | 62.875 | 2.259 | 0
3649 | 0 | 0 | 0 | 2.718 | 60.044 | 2.582 | 0
3650 | 0 | 0 | 0 | 2.76 | 57.168 | 2.622 | 0
3651 | 0 | 0 | 0 | 2.781 | 54.272 | 2.642 | 0
3652 | 0 | 0 | 0 | 3.834 | 50.278 | 3.643 | 0
3653 | 1.852 | 0 | 0 | 7.27 | 42.705 | 8.759 | 0
3654 | 3.047 | 0.105 | 0 | 12.412 | 29.776 | 14.937 | 0
3655 | 3.047 | 2.796 | 0 | 14.596 | 14.572 | 19.569 | 0
3656 | 3.047 | 7.607 | 0 | 13.989 | 0 | 23.563 | 0
3657 | 0 | 24.643 | 0 | 0 | 0 | 23.152 | 0.259
3658 | 0 | 41.402 | 6.124 | 0 | 5.879 | 18.338 | 15.176
3659 | 0 | 52.344 | 17.067 | 0 | 22.263 | 15.225 | 18.288
3660 | 0 | 58.479 | 39.268 | 0 | 59.961 | 16.13 | 2.121
3661 | 0 | 60.742 | 43.067 | 0 | 101.305 | 16.791 | 0
3662 | 0 | 50.76 | 34.352 | 0 | 134.284 | 15.587 | 0
3663 | 0 | 47.809 | 30.056 | 0 | 163.137 | 16.866 | 0
3664 | 0 | 37.896 | 14.905 | 0 | 177.446 | 21.842 | 0
3665 | 0 | 21.735 | 0 | 5.163 | 172.068 | 25.554 | 0
3666 | 0 | 5.627 | 0 | 23.718 | 147.361 | 27.878 | 0
3667 | 0 | 0.289 | 0 | 27.104 | 119.128 | 26.023 | 0
3668 | 0 | 0 | 0 | 20.638 | 97.63 | 19.606 | 0
3669 | 0 | 0 | 0 | 13.487 | 83.581 | 12.813 | 0
3670 | 0 | 0 | 0 | 5.244 | 78.118 | 4.982 | 0
3671 | 0 | 0 | 0 | 3.319 | 74.66 | 3.153 | 0
3672 | 0 | 0 | 0 | 2.205 | 72.364 | 2.095 | 0
3673 | 0 | 0 | 0 | 2.434 | 69.828 | 2.312 | 0
3674 | 0 | 0 | 0 | 2.852 | 66.858 | 2.709 | 0
3675 | 0 | 0 | 0 | 3.242 | 63.48 | 3.08 | 0
3676 | 0 | 0 | 0 | 4.104 | 59.205 | 3.898 | 0
3677 | 0 | 0 | 0 | 9.239 | 49.582 | 8.777 | 0
3678 | 0 | 0.109 | 0 | 15.39 | 33.551 | 14.723 | 0
3679 | 0 | 2.961 | 0 | 18.656 | 14.118 | 20.535 | 0
3680 | 0 | 10.787 | 0 | 13.553 | 0 | 23.123 | 0
3681 | 0 | 25.081 | 0 | 0 | 0 | 20.419 | 3.408
3682 | 0 | 41.851 | 6.574 | 0 | 6.311 | 17.367 | 16.146
3683 | 0 | 51.939 | 16.662 | 0 | 22.306 | 13.915 | 19.598
3684 | 0 | 58.522 | 42.656 | 0 | 63.256 | 13.713 | 1.36
3685 | 0 | 60.108 | 46.439 | 0 | 107.837 | 12.986 | 0
3686 | 0 | 57.527 | 40.192 | 0 | 146.421 | 16.469 | 0
3687 | 0 | 48.904 | 32.015 | 0 | 177.156 | 16.044 | 0
3688 | 0 | 36.045 | 14.759 | 0 | 191.324 | 20.221 | 0
3689 | 0 | 17.618 | 0 | 10.012 | 180.895 | 26.249 | 0
3690 | 0 | 4.854 | 0 | 25.731 | 154.092 | 29.056 | 0
3691 | 0 | 0.223 | 0 | 28.873 | 124.016 | 27.641 | 0
3692 | 0 | 0 | 0 | 22.722 | 100.346 | 21.586 | 0
3693 | 0 | 0 | 0 | 15.011 | 84.71 | 14.261 | 0
3694 | 0 | 0 | 0 | 7.517 | 76.88 | 7.141 | 0
3695 | 0 | 0 | 0 | 3.574 | 73.158 | 3.395 | 0
3696 | 0 | 0 | 0 | 2.441 | 70.615 | 2.319 | 0
3697 | 0 | 0 | 0 | 3.011 | 67.478 | 2.861 | 0
3698 | 0 | 0 | 0 | 3.286 | 64.056 | 3.122 | 0
3699 | 0 | 0 | 0 | 2.928 | 61.006 | 2.781 | 0
3700 | 0 | 0 | 0 | 3.464 | 57.398 | 3.291 | 0
3701 | 0 | 0 | 0 | 4.811 | 52.386 | 4.571 | 0
3702 | 0 | 0.048 | 0 | 10.691 | 41.25 | 10.202 | 0
3703 | 0 | 2.903 | 0 | 20.608 | 19.784 | 22.335 | 0
3704 | 0 | 9.229 | 0 | 18.992 | 0 | 26.811 | 0
3705 | 0 | 24.238 | 0 | 0 | 0 | 22.642 | 0.384
3706 | 0 | 41.217 | 5.939 | 0 | 5.702 | 13.188 | 20.326
3707 | 0 | 51.536 | 20.92 | 0 | 25.785 | 9.607 | 19.479
3708 | 0 | 52.861 | 46.125 | 0 | 70.066 | 6.398 | 0
3709 | 0 | 57.394 | 50.431 | 0 | 118.479 | 6.615 | 0
3710 | 0 | 47.561 | 36.555 | 0 | 153.572 | 10.456 | 0
3711 | 0 | 43.969 | 31.412 | 0 | 183.727 | 11.929 | 0
3712 | 0 | 26.3 | 10.709 | 0 | 194.008 | 14.812 | 0
3713 | 0 | 17.009 | 0 | 3.793 | 190.057 | 19.762 | 0
3714 | 0 | 3.807 | 0 | 29.841 | 158.973 | 31.966 | 0
3715 | 3.047 | 0.16 | 0 | 34.075 | 123.478 | 35.57 | 0
3716 | 0 | 0 | 0 | 29.015 | 93.254 | 27.564 | 0
3717 | 0 | 0 | 0 | 17.436 | 75.091 | 16.565 | 0
3718 | 0 | 0 | 0 | 9.505 | 65.19 | 9.03 | 0
3719 | 0 | 0 | 0 | 3.482 | 61.563 | 3.308 | 0
3720 | 0 | 0 | 0 | 2.42 | 59.042 | 2.299 | 0
3721 | 0 | 0 | 0 | 2.702 | 56.227 | 2.567 | 0
3722 | 0 | 0 | 0 | 2.83 | 53.28 | 2.688 | 0
3723 | 0.492 | 0 | 0 | 2.452 | 50.726 | 2.821 | 0
3724 | 3.047 | 0 | 0 | 0.646 | 50.053 | 3.66 | 0
3725 | 3.047 | 0 | 0 | 2.473 | 47.477 | 5.396 | 0
3726 | 3.047 | 0.03 | 0 | 11.688 | 35.302 | 14.178 | 0
3727 | 3.047 | 2.072 | 0 | 18.701 | 15.822 | 22.781 | 0
3728 | 3.047 | 10.072 | 0 | 15.189 | 0 | 27.045 | 0
3729 | 2.875 | 18.663 | 0 | 0 | 0 | 20.605 | 0
3730 | 0 | 25.028 | 12.669 | 0 | 12.162 | 11.741 | 0
3731 | 0 | 31.385 | 23.619 | 0 | 34.836 | 7.378 | 0
3732 | 0 | 29.923 | 23.51 | 0 | 57.406 | 6.093 | 0
3733 | 0 | 40.749 | 33.273 | 0 | 89.348 | 7.102 | 0
3734 | 0 | 43.921 | 35.472 | 0 | 123.401 | 8.026 | 0
3735 | 0 | 38.762 | 26.378 | 0 | 148.724 | 11.765 | 0
3736 | 0 | 31.845 | 18.862 | 0 | 166.831 | 12.334 | 0
3737 | 0 | 19.213 | 0 | 2.431 | 164.299 | 20.562 | 0
3738 | 2.693 | 5.826 | 0 | 23.867 | 139.438 | 30.901 | 0
3739 | 3.047 | 0.288 | 0 | 32.761 | 105.312 | 34.443 | 0
3740 | 3.047 | 0 | 0 | 27.266 | 76.91 | 28.949 | 0
3741 | 3.047 | 0 | 0 | 15.534 | 60.729 | 17.804 | 0
3742 | 3.047 | 0 | 0 | 2.521 | 58.103 | 5.441 | 0
3743 | 2.476 | 0 | 0 | 0 | 58.103 | 2.476 | 0
3744 | 2.182 | 0 | 0 | 0 | 58.103 | 2.182 | 0
3745 | 2.312 | 0 | 0 | 0 | 58.103 | 2.312 | 0
3746 | 2.526 | 0 | 0 | 0 | 58.103 | 2.526 | 0
3747 | 2.525 | 0 | 0 | 0 | 58.103 | 2.525 | 0
3748 | 3.047 | 0 | 0 | 0.33 | 57.76 | 3.36 | 0
3749 | 3.047 | 0 | 0 | 3.256 | 54.368 | 6.14 | 0
3750 | 3.047 | 0.093 | 0 | 10.292 | 43.648 | 12.912 | 0
3751 | 3.047 | 2.62 | 0 | 21.296 | 21.464 | 25.767 | 0
3752 | 3.047 | 7.669 | 0 | 19.506 | 1.145 | 28.863 | 0
3753 | 3.047 | 23.364 | 0 | 1.099 | 0 | 26.287 | 0
3754 | 0 | 38.968 | 3.691 | 0 | 3.543 | 12.229 | 21.284
3755 | 0 | 49.925 | 14.648 | 0 | 17.605 | 7.876 | 25.637
3756 | 0 | 55.951 | 26.211 | 0 | 42.768 | 6.914 | 21.339
3757 | 0 | 59.687 | 50.134 | 0 | 90.897 | 9.075 | 0
3758 | 0 | 56.555 | 45.014 | 0 | 134.11 | 10.964 | 0
3759 | 0 | 49.445 | 39.002 | 0 | 171.552 | 9.921 | 0
3760 | 0 | 37.65 | 23.392 | 0 | 194.008 | 13.545 | 0
3761 | 0 | 19.844 | 0 | 1.509 | 192.436 | 20.285 | 0
3762 | 0 | 4.707 | 0 | 25.721 | 165.644 | 28.906 | 0
3763 | 3.047 | 0.201 | 0 | 30.818 | 133.542 | 32.514 | 0
3764 | 0 | 0 | 0 | 29.707 | 102.597 | 28.221 | 0
3765 | 0 | 0 | 0 | 18.925 | 82.883 | 17.979 | 0
3766 | 0 | 0 | 0 | 8.604 | 73.92 | 8.174 | 0
3767 | 0 | 0 | 0 | 2.644 | 71.166 | 2.512 | 0
3768 | 0 | 0 | 0 | 1.935 | 69.15 | 1.838 | 0
3769 | 0 | 0 | 0 | 2.146 | 66.915 | 2.039 | 0
3770 | 0 | 0 | 0 | 2.464 | 64.348 | 2.341 | 0
3771 | 0 | 0 | 0 | 2.797 | 61.434 | 2.657 | 0
3772 | 0 | 0 | 0 | 4.225 | 57.033 | 4.014 | 0
3773 | 3.047 | 0 | 0 | 4.068 | 52.796 | 6.911 | 0
3774 | 3.047 | 0.1 | 0 | 12.104 | 40.187 | 14.641 | 0
3775 | 3.007 | 2.793 | 0 | 18.684 | 20.724 | 23.41 | 0
3776 | 3.047 | 7.263 | 0 | 19.895 | 0 | 28.847 | 0
3777 | 2.051 | 23.907 | 0 | 0 | 0 | 24.763 | 0
3778 | 0 | 41.082 | 5.805 | 0 | 5.572 | 14.419 | 19.094
3779 | 0 | 52.469 | 17.192 | 0 | 22.077 | 8.146 | 25.367
3780 | 0 | 59.297 | 24.02 | 0 | 45.136 | 7.75 | 25.763
3781 | 0 | 61.385 | 44.167 | 0 | 87.537 | 7.464 | 8.892
3782 | 0 | 58.647 | 50.222 | 0 | 135.75 | 8.004 | 0
3783 | 0 | 50.855 | 38.057 | 0 | 172.284 | 12.158 | 0
3784 | 0 | 38.548 | 22.629 | 0 | 194.008 | 15.124 | 0
3785 | 0 | 21.657 | 0 | 1.711 | 192.225 | 22.2 | 0
3786 | 0 | 5.558 | 0 | 27.018 | 164.081 | 30.947 | 0
3787 | 0.609 | 0.313 | 0 | 34.965 | 127.66 | 34.122 | 0
3788 | 0 | 0 | 0 | 30.655 | 95.728 | 29.122 | 0
3789 | 0 | 0 | 0 | 16.048 | 79.011 | 15.245 | 0
3790 | 0 | 0 | 0 | 6.352 | 72.394 | 6.035 | 0
3791 | 0 | 0 | 0 | 3.476 | 68.774 | 3.302 | 0
3792 | 0 | 0 | 0 | 2.094 | 66.593 | 1.989 | 0
3793 | 0 | 0 | 0 | 2.26 | 64.239 | 2.147 | 0
3794 | 0 | 0 | 0 | 3.482 | 60.612 | 3.308 | 0
3795 | 0 | 0 | 0 | 3.113 | 57.369 | 2.957 | 0
3796 | 1.942 | 0 | 0 | 1.5 | 55.807 | 3.367 | 0
3797 | 3.047 | 0 | 0 | 3.92 | 51.724 | 6.771 | 0
3798 | 3.047 | 0.101 | 0 | 11.686 | 39.551 | 14.245 | 0
3799 | 3.047 | 2.852 | 0 | 18.731 | 20.039 | 23.55 | 0
3800 | 3.047 | 7.308 | 0 | 19.238 | 0 | 28.265 | 0
3801 | 2.033 | 24.036 | 0 | 0 | 0 | 24.867 | 0
3802 | 0 | 41.245 | 5.967 | 0 | 5.729 | 12.207 | 21.307
3803 | 0 | 52.125 | 16.848 | 0 | 21.902 | 8.738 | 24.775
3804 | 0 | 58.657 | 29.866 | 0 | 50.574 | 7.565 | 19.786
3805 | 0 | 60.566 | 52.394 | 0 | 100.872 | 7.764 | 0
3806 | 0 | 56.091 | 47.47 | 0 | 146.443 | 8.191 | 0
3807 | 0 | 44.392 | 34.606 | 0 | 179.665 | 9.296 | 0
3808 | 0 | 32.087 | 14.941 | 0 | 194.008 | 16.289 | 0
3809 | 0 | 20.352 | 0 | 3.374 | 190.493 | 22.54 | 0
3810 | 0 | 5.449 | 0 | 26.247 | 163.152 | 30.112 | 0
3811 | 3.047 | 0.332 | 0 | 33.78 | 127.965 | 35.452 | 0
3812 | 0 | 0 | 0 | 32.07 | 94.559 | 30.466 | 0
3813 | 0 | 0 | 0 | 19.583 | 74.16 | 18.604 | 0
3814 | 0 | 0 | 0 | 7.333 | 66.521 | 6.966 | 0
3815 | 0 | 0 | 0 | 2.901 | 63.5 | 2.756 | 0
3816 | 0 | 0 | 0 | 2.315 | 61.088 | 2.2 | 0
3817 | 0 | 0 | 0 | 2.592 | 58.388 | 2.463 | 0
3818 | 0 | 0 | 0 | 2.631 | 55.647 | 2.499 | 0
3819 | 0 | 0 | 0 | 3.579 | 51.919 | 3.4 | 0
3820 | 1.472 | 0 | 0 | 4.986 | 46.725 | 6.208 | 0
3821 | 3.047 | 0 | 0 | 3.137 | 43.458 | 6.026 | 0
3822 | 3.047 | 0.095 | 0 | 11.092 | 31.904 | 13.674 | 0
3823 | 3.047 | 2.957 | 0 | 16.23 | 14.997 | 21.275 | 0
3824 | 3.047 | 8.473 | 0 | 14.397 | 0 | 24.773 | 0
3825 | 0 | 24.48 | 0 | 0 | 0 | 18.945 | 4.311
3826 | 0 | 41.112 | 5.835 | 0 | 5.602 | 15.035 | 18.479
3827 | 0 | 52.177 | 16.9 | 0 | 21.825 | 13.691 | 19.822
3828 | 0 | 59.088 | 39.583 | 0 | 59.825 | 14.097 | 4.433
3829 | 0 | 60.238 | 46.709 | 0 | 104.666 | 12.852 | 0
3830 | 0 | 56.74 | 41.701 | 0 | 144.698 | 14.287 | 0
3831 | 0 | 46.662 | 30.888 | 0 | 174.35 | 14.985 | 0
3832 | 0 | 35.462 | 15.178 | 0 | 188.921 | 19.27 | 0
3833 | 0 | 17.657 | 0 | 9.249 | 179.286 | 25.561 | 0
3834 | 0 | 4.801 | 0 | 25.284 | 152.949 | 28.581 | 0
3835 | 0 | 0.282 | 0 | 30.11 | 121.585 | 28.873 | 0
3836 | 0 | 0 | 0 | 21.073 | 99.634 | 20.019 | 0
3837 | 0 | 0 | 0 | 13.058 | 86.032 | 12.405 | 0
3838 | 0 | 0 | 0 | 6.327 | 79.442 | 6.011 | 0
3839 | 0 | 0 | 0 | 3.715 | 75.572 | 3.529 | 0
3840 | 0 | 0 | 0 | 2.159 | 73.323 | 2.051 | 0
3841 | 0 | 0 | 0 | 2.825 | 70.381 | 2.684 | 0
3842 | 0 | 0 | 0 | 2.974 | 67.282 | 2.826 | 0
3843 | 0 | 0 | 0 | 3.969 | 63.148 | 3.77 | 0
3844 | 0 | 0 | 0 | 3.844 | 59.144 | 3.651 | 0
3845 | 0 | 0 | 0 | 6.778 | 52.084 | 6.439 | 0
3846 | 0 | 0.048 | 0 | 15.193 | 36.258 | 14.479 | 0
3847 | 0 | 2.365 | 0 | 19.359 | 16.093 | 20.637 | 0
3848 | 0 | 9.628 | 0 | 15.449 | 0 | 23.823 | 0
3849 | 0 | 22.377 | 0 | 0 | 0 | 19.996 | 1.262
3850 | 0 | 38.84 | 16.066 | 0 | 15.423 | 18.111 | 3.525
3851 | 0 | 50.003 | 34.367 | 0 | 48.415 | 14.855 | 0
3852 | 0 | 55.44 | 42.729 | 0 | 89.435 | 12.076 | 0
3853 | 0 | 55.866 | 40.998 | 0 | 128.793 | 14.125 | 0
3854 | 0 | 43.284 | 30.442 | 0 | 158.017 | 12.2 | 0
3855 | 0 | 39.865 | 23.688 | 0 | 180.758 | 15.368 | 0
3856 | 0 | 31.54 | 13.802 | 0 | 194.008 | 16.851 | 0
3857 | 0 | 15.387 | 0 | 7.779 | 185.905 | 22.008 | 0
3858 | 0 | 4.054 | 0 | 26.478 | 158.324 | 29.005 | 0
3859 | 0 | 0.299 | 0 | 27.968 | 129.191 | 26.854 | 0
3860 | 0 | 0 | 0 | 22.426 | 105.831 | 21.305 | 0
3861 | 0 | 0 | 0 | 13.272 | 92.006 | 12.608 | 0
3862 | 0 | 0 | 0 | 6.8 | 84.922 | 6.46 | 0
3863 | 0 | 0 | 0 | 3.779 | 80.986 | 3.59 | 0
3864 | 0 | 0 | 0 | 2.138 | 78.759 | 2.031 | 0
3865 | 0 | 0 | 0 | 2.298 | 76.365 | 2.183 | 0
3866 | 0 | 0 | 0 | 2.595 | 73.661 | 2.466 | 0
3867 | 0 | 0 | 0 | 2.879 | 70.662 | 2.735 | 0
3868 | 0 | 0 | 0 | 3.587 | 66.925 | 3.408 | 0
3869 | 0 | 0 | 0 | 7.007 | 59.626 | 6.657 | 0
3870 | 3.047 | 0.063 | 0 | 11.33 | 47.824 | 13.869 | 0
3871 | 0 | 2.436 | 0 | 23.79 | 23.043 | 24.915 | 0
3872 | 0.813 | 7.404 | 0 | 22.121 | 0 | 28.862 | 0
3873 | 0.781 | 21.126 | 0 | 0 | 0 | 20.851 | 0
3874 | 0 | 38.373 | 3.095 | 0 | 2.972 | 12.187 | 21.326
3875 | 0 | 50.213 | 14.935 | 0 | 17.31 | 7.58 | 25.934
3876 | 0 | 57.192 | 31.144 | 0 | 47.208 | 6.667 | 18.079
3877 | 0 | 59.289 | 52.471 | 0 | 97.581 | 6.477 | 0
3878 | 0 | 55.627 | 47.616 | 0 | 143.292 | 7.611 | 0
3879 | 0 | 46.924 | 36.935 | 0 | 178.749 | 9.49 | 0
3880 | 0 | 31.559 | 15.895 | 0 | 194.008 | 14.881 | 0
3881 | 0 | 20.852 | 0 | 1.348 | 192.603 | 21.09 | 0
3882 | 0 | 5.073 | 0 | 28.306 | 163.118 | 31.71 | 0
3883 | 0 | 0.329 | 0 | 34.468 | 127.214 | 33.056 | 0
3884 | 0 | 0 | 0 | 29.206 | 96.792 | 27.745 | 0
3885 | 0 | 0 | 0 | 17.403 | 78.664 | 16.533 | 0
3886 | 0 | 0 | 0 | 6.178 | 72.229 | 5.869 | 0
3887 | 0 | 0 | 0 | 2.985 | 69.12 | 2.836 | 0
3888 | 0 | 0 | 0 | 1.783 | 67.263 | 1.694 | 0
3889 | 0 | 0 | 0 | 2.139 | 65.035 | 2.032 | 0
3890 | 0 | 0 | 0 | 2.164 | 62.78 | 2.056 | 0
3891 | 0 | 0 | 0 | 2.287 | 60.398 | 2.173 | 0
3892 | 0 | 0 | 0 | 4.082 | 56.146 | 3.878 | 0
3893 | 0 | 0 | 0 | 8.08 | 47.729 | 7.676 | 0
3894 | 3.047 | 0.061 | 0 | 8.628 | 38.741 | 11.302 | 0
3895 | 1.313 | 3.601 | 0 | 20.612 | 17.271 | 24.315 | 0
3896 | 3.047 | 11.843 | 0 | 16.58 | 0 | 30.048 | 0
3897 | 1.397 | 23.58 | 0 | 0 | 0 | 23.798 | 0
3898 | 0 | 33.941 | 0 | 0 | 0 | 14.193 | 18.051
3899 | 0 | 51.699 | 16.421 | 0 | 15.765 | 7.615 | 25.899
3900 | 0 | 58.739 | 31.628 | 0 | 46.127 | 6.642 | 19.113
3901 | 0 | 58.109 | 49.317 | 0 | 93.472 | 8.352 | 0
3902 | 0 | 56.912 | 48.596 | 0 | 140.124 | 7.9 | 0
3903 | 0 | 47.59 | 35.649 | 0 | 174.347 | 11.344 | 0
3904 | 0 | 35.745 | 20.48 | 0 | 194.008 | 14.501 | 0
3905 | 0 | 20.361 | 0 | 0.564 | 193.42 | 19.879 | 0
3906 | 0 | 5.667 | 0 | 23.349 | 169.098 | 27.565 | 0
3907 | 2.213 | 0.369 | 0 | 34.908 | 132.736 | 35.726 | 0
3908 | 0 | 0 | 0 | 30.525 | 100.939 | 28.999 | 0
3909 | 0 | 0 | 0 | 20.383 | 79.706 | 19.364 | 0
3910 | 0 | 0 | 0 | 7.176 | 72.231 | 6.817 | 0
3911 | 0 | 0 | 0 | 2.276 | 69.86 | 2.162 | 0
3912 | 0 | 0 | 0 | 2.121 | 67.651 | 2.015 | 0
3913 | 0 | 0 | 0 | 2.48 | 65.067 | 2.356 | 0
3914 | 0 | 0 | 0 | 2.917 | 62.028 | 2.772 | 0
3915 | 0 | 0 | 0 | 3.857 | 58.011 | 3.664 | 0
3916 | 0 | 0 | 0 | 3.913 | 53.934 | 3.718 | 0
3917 | 2.806 | 0 | 0 | 4.138 | 49.624 | 6.737 | 0
3918 | 3.047 | 0.099 | 0 | 11.647 | 37.492 | 14.206 | 0
3919 | 3.047 | 4.914 | 0 | 17.715 | 19.039 | 24.544 | 0
3920 | 3.047 | 12.577 | 0 | 15.068 | 3.343 | 29.309 | 0
3921 | 3.047 | 21.852 | 0 | 3.209 | 0 | 26.855 | 0
3922 | 0 | 31.076 | 0 | 0 | 0 | 14.743 | 14.779
3923 | 0 | 37.256 | 23.566 | 0 | 22.623 | 10.34 | 2.666
3924 | 0 | 48.201 | 41.469 | 0 | 62.433 | 6.396 | 0
3925 | 0 | 53.646 | 46.789 | 0 | 107.35 | 6.514 | 0
3926 | 0 | 49.457 | 41.032 | 0 | 146.741 | 8.004 | 0
3927 | 0 | 45.554 | 32.889 | 0 | 178.314 | 12.031 | 0
3928 | 0 | 33.372 | 16.347 | 0 | 194.008 | 16.173 | 0
3929 | 0 | 19.491 | 0 | 2.984 | 190.9 | 21.351 | 0
3930 | 0 | 5.273 | 0 | 28.079 | 161.651 | 31.684 | 0
3931 | 3.047 | 0.275 | 0 | 33.61 | 126.64 | 35.237 | 0
3932 | 0 | 0 | 0 | 29.687 | 95.716 | 28.203 | 0
3933 | 0 | 0 | 0 | 16.639 | 78.384 | 15.807 | 0
3934 | 0 | 0 | 0 | 6.661 | 71.445 | 6.328 | 0
3935 | 0 | 0 | 0 | 3.252 | 68.057 | 3.09 | 0
3936 | 0 | 0 | 0 | 2.339 | 65.621 | 2.222 | 0
3937 | 2.281 | 0 | 0 | 0.158 | 65.457 | 2.431 | 0
3938 | 0 | 0 | 0 | 2.878 | 62.459 | 2.734 | 0
3939 | 2.562 | 0 | 0 | 0 | 62.459 | 2.562 | 0
3940 | 2.962 | 0 | 0 | 0 | 62.459 | 2.962 | 0
3941 | 3.047 | 0 | 0 | 4.281 | 57.999 | 7.114 | 0
3942 | 3.047 | 0.075 | 0 | 10.695 | 46.858 | 13.279 | 0
3943 | 3.047 | 3.304 | 0 | 23.927 | 21.933 | 28.917 | 0
3944 | 3.047 | 7.959 | 0 | 21.056 | 0 | 30.611 | 0
3945 | 2.593 | 22.089 | 0 | 0 | 0 | 23.578 | 0
3946 | 0 | 35.123 | 0 | 0 | 0 | 12.669 | 20.698
3947 | 0 | 45.699 | 12.962 | 0 | 12.443 | 8.686 | 22.414
3948 | 0 | 51.341 | 44.626 | 0 | 55.284 | 6.379 | 0
3949 | 0 | 57.022 | 47.83 | 0 | 101.201 | 8.733 | 0
3950 | 0 | 49.913 | 41.445 | 0 | 140.988 | 8.045 | 0
3951 | 0 | 44.878 | 33.492 | 0 | 173.14 | 10.817 | 0
3952 | 0 | 36.348 | 21.737 | 0 | 194.008 | 13.881 | 0
3953 | 0 | 20.52 | 0 | 1.225 | 192.731 | 20.659 | 0
3954 | 0 | 5.578 | 0 | 26.955 | 164.653 | 30.907 | 0
3955 | 3.047 | 0.336 | 0 | 33.933 | 129.306 | 35.602 | 0
3956 | 0 | 0 | 0 | 29.338 | 98.746 | 27.871 | 0
3957 | 0 | 0 | 0 | 23.165 | 74.616 | 22.006 | 0
3958 | 3.047 | 0 | 0 | 6.907 | 67.421 | 9.609 | 0
3959 | 0 | 0 | 0 | 2.709 | 64.599 | 2.574 | 0
3960 | 2.529 | 0 | 0 | 0 | 64.599 | 2.529 | 0
3961 | 2.384 | 0 | 0 | 0 | 64.599 | 2.384 | 0
3962 | 0.965 | 0 | 0 | 1.573 | 62.961 | 2.459 | 0
3963 | 2.472 | 0 | 0 | 0 | 62.961 | 2.472 | 0
3964 | 3.047 | 0 | 0 | 0.673 | 62.259 | 3.686 | 0
3965 | 3.047 | 0 | 0 | 4.615 | 57.452 | 7.431 | 0
3966 | 3.047 | 0.069 | 0 | 11.683 | 45.282 | 14.211 | 0
3967 | 3.047 | 2.88 | 0 | 22.339 | 22.012 | 27.005 | 0
3968 | 3.047 | 7.929 | 0 | 21.132 | 0 | 30.654 | 0
3969 | 2.146 | 21.152 | 0 | 0 | 0 | 22.24 | 0
3970 | 0 | 36.214 | 0.937 | 0 | 0.899 | 12.678 | 20.836
3971 | 0 | 48.628 | 13.351 | 0 | 13.716 | 10.667 | 22.846
3972 | 0 | 56.706 | 30.15 | 0 | 42.66 | 9.534 | 15.694
3973 | 0 | 58.98 | 52.181 | 0 | 92.754 | 6.459 | 0
3974 | 0 | 54.359 | 46.144 | 0 | 137.053 | 7.804 | 0
3975 | 0 | 49.746 | 38.548 | 0 | 174.059 | 10.638 | 0
3976 | 0 | 34.341 | 20.78 | 0 | 194.008 | 12.883 | 0
3977 | 0 | 20.597 | 0 | 2.266 | 191.647 | 21.72 | 0
3978 | 0 | 5.375 | 0 | 26.898 | 163.628 | 30.66 | 0
3979 | 1.355 | 0.369 | 0 | 34.908 | 127.265 | 34.868 | 0
3980 | 0 | 0 | 0 | 28.077 | 98.018 | 26.673 | 0
3981 | 0 | 0 | 0 | 18.794 | 78.441 | 17.854 | 0
3982 | 0 | 0 | 0 | 7.134 | 71.01 | 6.777 | 0
3983 | 0 | 0 | 0 | 2.853 | 68.039 | 2.71 | 0
3984 | 0 | 0 | 0 | 2.402 | 65.537 | 2.282 | 0
3985 | 0 | 0 | 0 | 2.866 | 62.552 | 2.722 | 0
3986 | 0 | 0 | 0 | 2.862 | 59.57 | 2.719 | 0
3987 | 0 | 0 | 0 | 3.274 | 56.16 | 3.11 | 0
3988 | 0 | 0 | 0 | 5.884 | 50.031 | 5.589 | 0
3989 | 0.166 | 0 | 0 | 8.437 | 41.243 | 8.18 | 0
3990 | 3.047 | 0.071 | 0 | 10.853 | 29.938 | 13.424 | 0
3991 | 3.047 | 3.084 | 0 | 14.8 | 14.522 | 20.036 | 0
3992 | 3.047 | 8.118 | 0 | 13.941 | 0 | 24.002 | 0
3993 | 1.027 | 22.933 | 0 | 0 | 0 | 22.813 | 0
3994 | 0 | 39.408 | 4.131 | 0 | 3.966 | 16.626 | 16.887
3995 | 0 | 50.948 | 35.466 | 0 | 38.013 | 12.616 | 2.091
3996 | 0 | 57.019 | 42.963 | 0 | 79.258 | 13.353 | 0
3997 | 0 | 53.933 | 36.787 | 0 | 114.573 | 16.289 | 0
3998 | 0 | 54.668 | 38.721 | 0 | 151.745 | 15.149 | 0
3999 | 0 | 47.726 | 30.617 | 0 | 181.138 | 16.254 | 0
4000 | 0 | 35.342 | 13.406 | 0 | 194.008 | 20.839 | 0
4001 | 0 | 18.313 | 0 | 9.902 | 183.694 | 26.804 | 0
4002 | 0 | 4.837 | 0 | 26.181 | 156.421 | 29.468 | 0
4003 | 0 | 0.311 | 0 | 30.349 | 124.808 | 29.128 | 0
4004 | 0 | 0 | 0 | 21.242 | 102.681 | 20.18 | 0
4005 | 0 | 0 | 0 | 14.741 | 87.326 | 14.004 | 0
4006 | 0 | 0 | 0 | 6.427 | 80.631 | 6.105 | 0
4007 | 0 | 0 | 0 | 3.149 | 77.351 | 2.991 | 0
4008 | 0 | 0 | 0 | 2.263 | 74.993 | 2.15 | 0
4009 | 0 | 0 | 0 | 2.784 | 72.094 | 2.644 | 0
4010 | 0 | 0 | 0 | 2.844 | 69.131 | 2.702 | 0
4011 | 0 | 0 | 0 | 2.947 | 66.062 | 2.799 | 0
4012 | 0 | 0 | 0 | 4.048 | 61.845 | 3.846 | 0
4013 | 0 | 0 | 0 | 6.377 | 55.203 | 6.058 | 0
4014 | 1.657 | 0.065 | 0 | 11.196 | 43.54 | 12.355 | 0
4015 | 0 | 3.168 | 0 | 16.854 | 25.984 | 19.021 | 0
4016 | 0 | 7.718 | 0 | 15.468 | 9.872 | 22.026 | 0
4017 | 0 | 11.599 | 0 | 9.477 | 0 | 20.022 | 0
4018 | 0 | 27.122 | 0 | 0 | 0 | 14.438 | 11.327
4019 | 0 | 47.873 | 13.981 | 0 | 13.422 | 11.089 | 21.109
4020 | 0 | 56.452 | 45.18 | 0 | 56.795 | 10.708 | 0
4021 | 0 | 59.063 | 47.132 | 0 | 102.042 | 11.334 | 0
4022 | 0 | 56.642 | 42.39 | 0 | 142.737 | 13.539 | 0
4023 | 0 | 49.462 | 33.516 | 0 | 174.912 | 15.148 | 0
4024 | 0 | 37.601 | 19.318 | 0 | 193.458 | 17.369 | 0
4025 | 0 | 21.517 | 0 | 3.572 | 189.737 | 23.835 | 0
4026 | 0 | 6.131 | 0 | 21.862 | 166.964 | 26.593 | 0
4027 | 0 | 0.422 | 0 | 28.179 | 137.61 | 27.172 | 0
4028 | 0 | 0 | 0 | 22.497 | 114.176 | 21.372 | 0
4029 | 0 | 0 | 0 | 12.549 | 101.104 | 11.921 | 0
4030 | 0 | 0 | 0 | 7.991 | 92.781 | 7.591 | 0
4031 | 0 | 0 | 0 | 5.095 | 87.473 | 4.84 | 0
4032 | 0 | 0 | 0 | 2.527 | 84.841 | 2.401 | 0
4033 | 0 | 0 | 0 | 2.895 | 81.825 | 2.75 | 0
4034 | 0 | 0 | 0 | 3.111 | 78.584 | 2.956 | 0
4035 | 0 | 0 | 0 | 3.288 | 75.159 | 3.124 | 0
4036 | 0 | 0 | 0 | 4.15 | 70.837 | 3.942 | 0
4037 | 0 | 0 | 0 | 6.15 | 64.43 | 5.843 | 0
4038 | 0 | 0.074 | 0 | 13.25 | 50.628 | 12.658 | 0
4039 | 0 | 3.261 | 0 | 22.812 | 26.865 | 24.769 | 0
4040 | 0 | 7.035 | 0 | 25.79 | 0 | 31.184 | 0
4041 | 0 | 22.641 | 0 | 0 | 0 | 21.466 | 0.043
4042 | 0 | 39.292 | 4.015 | 0 | 3.854 | 11.985 | 21.528
4043 | 0 | 52.401 | 17.124 | 0 | 20.293 | 6.339 | 27.174
4044 | 0 | 58.56 | 31.369 | 0 | 50.408 | 7.358 | 18.473
4045 | 0 | 56.538 | 49.57 | 0 | 97.995 | 6.619 | 0
4046 | 0 | 52.161 | 43.386 | 0 | 139.645 | 8.336 | 0
4047 | 0 | 46.115 | 36.557 | 0 | 174.74 | 9.08 | 0
4048 | 0 | 33.984 | 20.071 | 0 | 194.008 | 13.218 | 0
4049 | 0 | 19.082 | 0 | 0.783 | 193.192 | 18.872 | 0
4050 | 0 | 6.848 | 0 | 24.602 | 167.565 | 29.877 | 0
4051 | 1.159 | 0.483 | 0 | 34.794 | 131.321 | 34.672 | 0
4052 | 0 | 0 | 0 | 29.43 | 100.665 | 27.958 | 0
4053 | 0 | 0 | 0 | 18.641 | 81.248 | 17.709 | 0
4054 | 0 | 0 | 0 | 6.969 | 73.988 | 6.621 | 0
4055 | 0 | 0 | 0 | 3.057 | 70.804 | 2.904 | 0
4056 | 0 | 0 | 0 | 2.19 | 68.522 | 2.081 | 0
4057 | 0 | 0 | 0 | 2.69 | 65.721 | 2.555 | 0
4058 | 0 | 0 | 0 | 2.913 | 62.686 | 2.767 | 0
4059 | 0 | 0 | 0 | 2.846 | 59.721 | 2.704 | 0
4060 | 0.938 | 0 | 0 | 3.327 | 56.255 | 4.099 | 0
4061 | 3.047 | 0 | 0 | 2.321 | 53.837 | 5.252 | 0
4062 | 3.047 | 0.069 | 0 | 8.794 | 44.677 | 11.467 | 0
4063 | 3.047 | 2.851 | 0 | 20.187 | 23.649 | 24.932 | 0
4064 | 3.047 | 7.37 | 0 | 22.703 | 0 | 31.616 | 0
4065 | 1.282 | 22.481 | 0 | 0 | 0 | 22.638 | 0
4066 | 0 | 39.86 | 4.583 | 0 | 4.4 | 11.644 | 21.87
4067 | 0 | 48.65 | 13.373 | 0 | 17.238 | 8.927 | 24.586
4068 | 0 | 57.435 | 27.043 | 0 | 43.199 | 6.846 | 22.026
4069 | 0 | 59.785 | 53.188 | 0 | 94.26 | 6.267 | 0
4070 | 0 | 57.146 | 46.697 | 0 | 139.089 | 9.927 | 0
4071 | 0 | 48.678 | 36.612 | 0 | 174.236 | 11.463 | 0
4072 | 0 | 36.968 | 20.595 | 0 | 194.008 | 15.554 | 0
4073 | 0 | 20.889 | 0 | 4.1 | 189.737 | 23.74 | 0
4074 | 0 | 6.082 | 0 | 24.072 | 164.662 | 28.646 | 0
4075 | 0 | 0.405 | 0 | 34.148 | 129.091 | 32.825 | 0
4076 | 0 | 0 | 0 | 27.466 | 100.481 | 26.093 | 0
4077 | 0 | 0 | 0 | 17.785 | 81.955 | 16.896 | 0
4078 | 0 | 0 | 0 | 6.758 | 74.915 | 6.42 | 0
4079 | 0 | 0 | 0 | 3.133 | 71.651 | 2.977 | 0
4080 | 0 | 0 | 0 | 1.83 | 69.745 | 1.739 | 0
4081 | 0 | 0 | 0 | 2.24 | 67.412 | 2.128 | 0
4082 | 0 | 0 | 0 | 2.458 | 64.852 | 2.335 | 0
4083 | 0 | 0 | 0 | 2.565 | 62.18 | 2.437 | 0
4084 | 2.858 | 0 | 0 | 2.237 | 59.849 | 4.983 | 0
4085 | 3.047 | 0 | 0 | 5.137 | 54.499 | 7.926 | 0
4086 | 3.047 | 0.063 | 0 | 14.124 | 39.786 | 16.525 | 0
4087 | 3.047 | 2.79 | 0 | 18.18 | 20.848 | 22.969 | 0
4088 | 3.047 | 6.761 | 0 | 19.425 | 0.614 | 27.923 | 0
4089 | 3.047 | 22.532 | 0 | 0.589 | 0 | 25.012 | 0
4090 | 0 | 39.565 | 4.287 | 0 | 4.116 | 12.579 | 20.935
4091 | 0 | 50.639 | 15.362 | 0 | 18.863 | 7.596 | 25.918
4092 | 0 | 57.387 | 32.022 | 0 | 49.604 | 7.268 | 16.829
4093 | 0 | 59.516 | 49.002 | 0 | 96.646 | 9.988 | 0
4094 | 0 | 56.647 | 47.556 | 0 | 142.3 | 8.637 | 0
4095 | 0 | 47.57 | 34.348 | 0 | 175.274 | 12.56 | 0
4096 | 0 | 36.286 | 19.41 | 0 | 193.908 | 16.032 | 0
4097 | 0 | 20.743 | 0.104 | 0 | 194.008 | 19.607 | 0
4098 | 0 | 5.582 | 0 | 26.97 | 165.914 | 30.925 | 0
4099 | 0 | 0.354 | 0 | 32.821 | 131.725 | 31.517 | 0
4100 | 0 | 0 | 0 | 27.327 | 103.26 | 25.961 | 0
4101 | 0 | 0 | 0 | 19.025 | 83.442 | 18.074 | 0
4102 | 0 | 0 | 0 | 7.125 | 76.02 | 6.769 | 0
4103 | 0 | 0 | 0 | 3.111 | 72.779 | 2.955 | 0
4104 | 0 | 0 | 0 | 2.379 | 70.301 | 2.26 | 0
4105 | 0 | 0 | 0 | 2.246 | 67.961 | 2.134 | 0
4106 | 0 | 0 | 0 | 3.513 | 64.302 | 3.337 | 0
4107 | 0 | 0 | 0 | 4.56 | 59.552 | 4.332 | 0
4108 | 2.257 | 0 | 0 | 1.871 | 57.602 | 4.035 | 0
4109 | 3.047 | 0 | 0 | 3.954 | 53.483 | 6.803 | 0
4110 | 3.047 | 0.045 | 0 | 8.769 | 44.348 | 11.42 | 0
4111 | 3.047 | 3.091 | 0 | 21.289 | 22.172 | 26.207 | 0
4112 | 3.047 | 6.625 | 0 | 19.227 | 2.145 | 27.606 | 0
4113 | 3.047 | 19.19 | 0 | 2.059 | 0 | 23.233 | 0
4114 | 0 | 31.331 | 0 | 0 | 0 | 12.946 | 16.818
4115 | 0 | 40.847 | 5.57 | 0 | 5.347 | 8.885 | 24.628
4116 | 0 | 56.46 | 44.142 | 0 | 47.723 | 7.716 | 3.986
4117 | 0 | 59.665 | 51.779 | 0 | 97.432 | 7.491 | 0
4118 | 0 | 56.027 | 47.133 | 0 | 142.68 | 8.449 | 0
4119 | 0 | 47.294 | 35.15 | 0 | 176.424 | 11.536 | 0
4120 | 0 | 32.373 | 18.317 | 0 | 194.008 | 13.354 | 0
4121 | 0 | 17.809 | 0 | 4.713 | 189.099 | 21.396 | 0
4122 | 0 | 4.714 | 0 | 28.055 | 159.876 | 31.13 | 0
4123 | 3.047 | 0.326 | 0 | 31.962 | 126.582 | 33.72 | 0
4124 | 0 | 0 | 0 | 25.14 | 100.395 | 23.883 | 0
4125 | 0 | 0 | 0 | 17.668 | 81.991 | 16.785 | 0
4126 | 0 | 0 | 0 | 8.067 | 73.588 | 7.663 | 0
4127 | 0 | 0 | 0 | 2.922 | 70.544 | 2.776 | 0
4128 | 0.141 | 0 | 0 | 1.854 | 68.612 | 1.903 | 0
4129 | 2.341 | 0 | 0 | 0 | 68.612 | 2.341 | 0
4130 | 2.617 | 0 | 0 | 0 | 68.612 | 2.617 | 0
4131 | 2.739 | 0 | 0 | 0 | 68.612 | 2.739 | 0
4132 | 3.047 | 0 | 0 | 0.79 | 67.789 | 3.797 | 0
4133 | 3.047 | 0 | 0 | 4.566 | 63.033 | 7.384 | 0
4134 | 3.047 | 0.054 | 0 | 14.694 | 47.727 | 17.057 | 0
4135 | 3.047 | 2.773 | 0 | 19.985 | 26.909 | 24.667 | 0
4136 | 3.047 | 6.804 | 0 | 22.111 | 3.877 | 30.516 | 0
4137 | 3.047 | 20.802 | 0 | 3.722 | 0 | 26.344 | 0
4138 | 0 | 38.053 | 2.776 | 0 | 2.665 | 11.594 | 21.919
4139 | 0 | 47.688 | 12.411 | 0 | 14.579 | 6.808 | 26.705
4140 | 0 | 54.671 | 38.601 | 0 | 51.637 | 8.064 | 7.202
4141 | 0 | 53.743 | 45.634 | 0 | 95.445 | 7.704 | 0
4142 | 0 | 52.808 | 43.451 | 0 | 137.158 | 8.889 | 0
4143 | 0 | 48.516 | 38.408 | 0 | 174.03 | 9.603 | 0
4144 | 0 | 34.785 | 20.81 | 0 | 194.008 | 13.276 | 0
4145 | 0 | 19.653 | 0 | 3.52 | 190.341 | 22.015 | 0
4146 | 0 | 6.429 | 0 | 27.012 | 162.204 | 31.768 | 0
4147 | 2.168 | 0.277 | 0 | 35 | 125.746 | 35.681 | 0
4148 | 0 | 0 | 0 | 30.311 | 94.172 | 28.795 | 0
4149 | 0 | 0 | 0 | 19.713 | 73.637 | 18.727 | 0
4150 | 0 | 0 | 0 | 6.826 | 66.527 | 6.485 | 0
4151 | 0 | 0 | 0 | 3.92 | 62.444 | 3.724 | 0
4152 | 0 | 0 | 0 | 2.145 | 60.209 | 2.038 | 0
4153 | 0 | 0 | 0 | 2.507 | 57.598 | 2.382 | 0
4154 | 0 | 0 | 0 | 2.473 | 55.022 | 2.35 | 0
4155 | 0 | 0 | 0 | 2.718 | 52.191 | 2.582 | 0
4156 | 0 | 0 | 0 | 4.568 | 47.432 | 4.34 | 0
4157 | 0.708 | 0 | 0 | 5.608 | 41.59 | 6.036 | 0
4158 | 3.047 | 0.043 | 0 | 10.11 | 31.059 | 12.692 | 0
4159 | 3.047 | 2.686 | 0 | 15.389 | 15.029 | 20.217 | 0
4160 | 3.047 | 6.589 | 0 | 14.427 | 0 | 23.012 | 0
4161 | 0 | 22.056 | 0 | 0 | 0 | 17.382 | 3.571
4162 | 0 | 36.751 | 1.473 | 0 | 1.414 | 14.857 | 18.656
4163 | 0 | 48.766 | 13.489 | 0 | 14.364 | 15.634 | 17.879
4164 | 0 | 56.732 | 32.748 | 0 | 45.802 | 14.362 | 8.422
4165 | 0 | 59.558 | 44.421 | 0 | 88.447 | 14.38 | 0
4166 | 0 | 56.889 | 40.306 | 0 | 127.141 | 15.754 | 0
4167 | 0 | 49.344 | 31.305 | 0 | 157.194 | 17.136 | 0
4168 | 0 | 35.499 | 14.43 | 0 | 171.046 | 20.016 | 0
4169 | 0 | 20.164 | 0 | 6.814 | 163.948 | 25.629 | 0
4170 | 0 | 5.39 | 0 | 23.018 | 139.971 | 26.988 | 0
4171 | 0 | 0.439 | 0 | 27.906 | 110.902 | 26.927 | 0
4172 | 0 | 0 | 0 | 19.571 | 90.516 | 18.593 | 0
4173 | 0 | 0 | 0 | 11.331 | 78.712 | 10.765 | 0
4174 | 0 | 0 | 0 | 6.124 | 72.333 | 5.818 | 0
4175 | 0 | 0 | 0 | 3.968 | 68.2 | 3.769 | 0
4176 | 0 | 0 | 0 | 1.918 | 66.203 | 1.822 | 0
4177 | 0 | 0 | 0 | 2.707 | 63.383 | 2.571 | 0
4178 | 0 | 0 | 0 | 2.577 | 60.699 | 2.448 | 0
4179 | 0 | 0 | 0 | 2.898 | 57.68 | 2.753 | 0
4180 | 0 | 0 | 0 | 2.963 | 54.593 | 2.815 | 0
4181 | 0 | 0 | 0 | 6.958 | 47.345 | 6.61 | 0
4182 | 0 | 0.037 | 0 | 13.925 | 32.839 | 13.264 | 0
4183 | 0 | 2.868 | 0 | 17.621 | 14.485 | 19.464 | 0
4184 | 0 | 8.489 | 0 | 13.905 | 0 | 21.274 | 0
4185 | 0 | 22.662 | 0 | 0 | 0 | 17.039 | 4.49
4186 | 0 | 39.597 | 4.32 | 0 | 4.147 | 12.637 | 20.876
4187 | 0 | 51.064 | 15.786 | 0 | 19.302 | 13.231 | 20.283
4188 | 0 | 57.79 | 40.337 | 0 | 58.025 | 13.794 | 2.787
4189 | 0 | 60.342 | 45.689 | 0 | 101.887 | 13.92 | 0
4190 | 0 | 58.002 | 43.961 | 0 | 144.09 | 13.339 | 0
4191 | 0 | 50.523 | 34.819 | 0 | 177.516 | 14.919 | 0
4192 | 0 | 38.89 | 17.179 | 0 | 194.008 | 20.625 | 0
4193 | 0 | 22.307 | 0 | 5.298 | 188.489 | 26.225 | 0
4194 | 0 | 6.224 | 0 | 23.581 | 163.926 | 28.315 | 0
4195 | 0 | 0.473 | 0 | 28.352 | 134.393 | 27.383 | 0
4196 | 0 | 0 | 0 | 19.607 | 113.969 | 18.626 | 0
4197 | 0 | 0 | 0 | 11.57 | 101.917 | 10.992 | 0
4198 | 0 | 0 | 0 | 7.646 | 93.952 | 7.264 | 0
4199 | 0 | 0 | 0 | 4.14 | 89.639 | 3.933 | 0
4200 | 0 | 0 | 0 | 2.153 | 87.396 | 2.046 | 0
4201 | 0 | 0 | 0 | 2.884 | 84.392 | 2.74 | 0
4202 | 0 | 0 | 0 | 2.545 | 81.74 | 2.418 | 0
4203 | 0 | 0 | 0 | 3.503 | 78.091 | 3.328 | 0
4204 | 0 | 0 | 0 | 3.111 | 74.85 | 2.956 | 0
4205 | 0 | 0 | 0 | 5.883 | 68.722 | 5.589 | 0
4206 | 3.047 | 0.043 | 0 | 11.32 | 56.93 | 13.842 | 0
4207 | 0 | 2.823 | 0 | 21.387 | 34.652 | 23 | 0
4208 | 0 | 6.512 | 0 | 25.915 | 7.657 | 30.805 | 0
4209 | 0 | 22.623 | 0 | 4.559 | 2.909 | 25.823 | 0
4210 | 0 | 38.35 | 23.387 | 0 | 25.361 | 14.215 | 0
4211 | 0 | 44.67 | 34.426 | 0 | 58.41 | 9.732 | 0
4212 | 0 | 43.182 | 35.196 | 0 | 92.198 | 7.587 | 0
4213 | 0 | 44.723 | 33.175 | 0 | 124.046 | 10.971 | 0
4214 | 0 | 37.511 | 26.591 | 0 | 149.573 | 10.373 | 0
4215 | 0 | 39.591 | 27.297 | 0 | 175.778 | 11.68 | 0
4216 | 0 | 31.975 | 16.648 | 0 | 191.761 | 14.561 | 0
4217 | 0 | 18.434 | 0 | 3.068 | 188.565 | 20.427 | 0
4218 | 0 | 6.515 | 0 | 24.98 | 162.544 | 29.921 | 0
4219 | 3.047 | 0.488 | 0 | 33.014 | 128.154 | 34.874 | 0
4220 | 0 | 0 | 0 | 30.353 | 96.536 | 28.836 | 0
4221 | 0 | 0 | 0 | 17.299 | 78.516 | 16.434 | 0
4222 | 0.051 | 0 | 0 | 7.307 | 70.905 | 6.993 | 0
4223 | 3.047 | 0 | 0 | 0.221 | 70.675 | 3.256 | 0
4224 | 2.068 | 0 | 0 | 0 | 70.675 | 2.068 | 0
4225 | 2.261 | 0 | 0 | 0 | 70.675 | 2.261 | 0
4226 | 2.377 | 0 | 0 | 0 | 70.675 | 2.377 | 0
4227 | 2.379 | 0 | 0 | 0 | 70.675 | 2.379 | 0
4228 | 3.047 | 0 | 0 | 0.717 | 69.928 | 3.728 | 0
4229 | 3.047 | 0 | 0 | 4.867 | 64.859 | 7.67 | 0
4230 | 3.047 | 0.028 | 0 | 11.21 | 53.182 | 13.722 | 0
4231 | 3.047 | 2.869 | 0 | 20.827 | 31.487 | 25.558 | 0
4232 | 3.047 | 6.748 | 0 | 22.833 | 7.702 | 31.149 | 0
4233 | 3.047 | 16.762 | 0 | 7.394 | 0 | 25.995 | 0
4234 | 0 | 25.32 | 0 | 0 | 0 | 12.998 | 11.056
4235 | 0 | 41.35 | 6.073 | 0 | 5.83 | 7.989 | 25.524
4236 | 0 | 55.963 | 45.395 | 0 | 49.409 | 7.666 | 2.373
4237 | 0 | 61.319 | 54.094 | 0 | 101.338 | 6.864 | 0
4238 | 0 | 56.098 | 46.533 | 0 | 146.01 | 9.087 | 0
4239 | 0 | 44.341 | 29.661 | 0 | 174.485 | 13.946 | 0
4240 | 0 | 36.181 | 20.337 | 0 | 194.008 | 15.052 | 0
4241 | 0 | 20.564 | 0 | 0 | 194.008 | 19.536 | 0
4242 | 0 | 6.074 | 0 | 26.679 | 166.217 | 31.116 | 0
4243 | 3.047 | 0.465 | 0 | 31.75 | 133.144 | 33.651 | 0
4244 | 0 | 0 | 0 | 31.348 | 100.491 | 29.78 | 0
4245 | 0 | 0 | 0 | 20.082 | 79.571 | 19.078 | 0
4246 | 0 | 0 | 0 | 7.556 | 71.701 | 7.178 | 0
4247 | 0 | 0 | 0 | 2.727 | 68.86 | 2.591 | 0
4248 | 0.3 | 0 | 0 | 1.897 | 66.884 | 2.101 | 0
4249 | 2.657 | 0 | 0 | 0 | 66.884 | 2.657 | 0
4250 | 2.741 | 0 | 0 | 0 | 66.884 | 2.741 | 0
4251 | 2.833 | 0 | 0 | 0 | 66.884 | 2.833 | 0
4252 | 3.047 | 0 | 0 | 0.369 | 66.5 | 3.397 | 0
4253 | 3.047 | 0 | 0 | 3.972 | 62.363 | 6.82 | 0
4254 | 3.047 | 0.042 | 0 | 12.199 | 49.655 | 14.676 | 0
4255 | 3.047 | 2.978 | 0 | 22.711 | 25.998 | 27.451 | 0
4256 | 3.047 | 8.909 | 0 | 21.71 | 3.383 | 32.135 | 0
4257 | 3.047 | 18.894 | 0 | 3.248 | 0 | 24.082 | 0
4258 | 0 | 31.451 | 0 | 0 | 0 | 12.035 | 17.843
4259 | 0 | 49.328 | 14.051 | 0 | 13.489 | 6.813 | 26.7
4260 | 0 | 58.098 | 22.821 | 0 | 35.398 | 7.036 | 26.477
4261 | 0 | 58.097 | 45.474 | 0 | 79.053 | 7.926 | 4.066
4262 | 0 | 59.231 | 50.9 | 0 | 127.917 | 7.914 | 0
4263 | 0 | 49.98 | 40.912 | 0 | 167.192 | 8.614 | 0
4264 | 0 | 38.998 | 25.782 | 0 | 191.943 | 12.555 | 0
4265 | 0 | 23.128 | 2.151 | 0 | 194.008 | 19.928 | 0
4266 | 0 | 5.965 | 0 | 25.835 | 167.097 | 30.209 | 0
4267 | 1.201 | 0.488 | 0 | 34.79 | 130.858 | 34.714 | 0
4268 | 0 | 0 | 0 | 32.713 | 96.782 | 31.077 | 0
4269 | 0 | 0 | 0 | 17.694 | 78.351 | 16.809 | 0
4270 | 0 | 0 | 0 | 6.134 | 71.961 | 5.828 | 0
4271 | 0 | 0 | 0 | 2.2 | 69.67 | 2.09 | 0
4272 | 0 | 0 | 0 | 2.447 | 67.121 | 2.324 | 0
4273 | 0 | 0 | 0 | 2.724 | 64.284 | 2.587 | 0
4274 | 0 | 0 | 0 | 2.659 | 61.514 | 2.526 | 0
4275 | 0 | 0 | 0 | 2.462 | 58.95 | 2.339 | 0
4276 | 0 | 0 | 0 | 3.562 | 55.24 | 3.383 | 0
4277 | 0 | 0 | 0 | 5.637 | 49.367 | 5.356 | 0
4278 | 3.047 | 0.041 | 0 | 9.978 | 38.973 | 12.565 | 0
4279 | 0.924 | 2.926 | 0 | 20.763 | 17.345 | 23.429 | 0
4280 | 3.047 | 9.792 | 0 | 16.651 | 0 | 28.167 | 0
4281 | 1.114 | 23.39 | 0 | 0 | 0 | 23.335 | 0
4282 | 0 | 38.981 | 3.704 | 0 | 3.555 | 13.863 | 19.651
4283 | 0 | 50.167 | 14.89 | 0 | 17.849 | 6.612 | 26.901
4284 | 0 | 55.784 | 34.096 | 0 | 50.582 | 5.085 | 15.519
4285 | 0 | 59.101 | 52.985 | 0 | 101.447 | 5.811 | 0
4286 | 0 | 54.272 | 46.718 | 0 | 146.297 | 7.176 | 0
4287 | 0 | 43.157 | 32.1 | 0 | 177.112 | 10.504 | 0
4288 | 0 | 31.111 | 17.6 | 0 | 194.008 | 12.836 | 0
4289 | 0 | 21.433 | 0 | 3.433 | 190.432 | 23.623 | 0
4290 | 0 | 6.768 | 0 | 26.799 | 162.515 | 31.889 | 0
4291 | 0 | 0.497 | 0 | 33.837 | 127.269 | 32.617 | 0
4292 | 0 | 0 | 0 | 28.997 | 97.063 | 27.547 | 0
4293 | 0 | 0 | 0 | 17.768 | 78.555 | 16.88 | 0
4294 | 0 | 0 | 0 | 7.281 | 70.97 | 6.917 | 0
4295 | 0 | 0 | 0 | 3.206 | 67.631 | 3.046 | 0
4296 | 0 | 0 | 0 | 2.107 | 65.436 | 2.002 | 0
4297 | 0 | 0 | 0 | 2.508 | 62.823 | 2.383 | 0
4298 | 0 | 0 | 0 | 3.086 | 59.609 | 2.932 | 0
4299 | 1.229 | 0 | 0 | 2.01 | 57.515 | 3.138 | 0
4300 | 3.047 | 0 | 0 | 0.973 | 56.501 | 3.971 | 0
4301 | 3.047 | 0 | 0 | 3.208 | 53.16 | 6.094 | 0
4302 | 3.047 | 0.022 | 0 | 9.265 | 43.508 | 11.87 | 0
4303 | 3.047 | 2.714 | 0 | 18.701 | 24.028 | 23.391 | 0
4304 | 3.047 | 5.858 | 0 | 18.725 | 4.523 | 26.401 | 0
4305 | 3.047 | 15.149 | 0 | 4.342 | 0 | 21.562 | 0
4306 | 0 | 24.197 | 0 | 0 | 0 | 10.047 | 12.94
4307 | 0 | 41.496 | 11.39 | 0 | 10.935 | 5.669 | 22.931
4308 | 0 | 52.961 | 46.009 | 0 | 55.104 | 6.604 | 0
4309 | 0 | 54.837 | 46.05 | 0 | 99.312 | 8.347 | 0
4310 | 0 | 52.183 | 44.631 | 0 | 142.157 | 7.175 | 0
4311 | 0 | 43.744 | 32.072 | 0 | 172.947 | 11.088 | 0
4312 | 0 | 35.87 | 21.939 | 0 | 194.008 | 13.235 | 0
4313 | 0 | 20.963 | 0 | 0.93 | 193.039 | 20.798 | 0
4314 | 0 | 6.316 | 0 | 26.741 | 165.184 | 31.405 | 0
4315 | 1.991 | 0.467 | 0 | 34.81 | 128.924 | 35.505 | 0
4316 | 0 | 0 | 0 | 29.354 | 98.347 | 27.886 | 0
4317 | 0 | 0 | 0 | 17.678 | 79.933 | 16.794 | 0
4318 | 0 | 0 | 0 | 7.276 | 72.353 | 6.912 | 0
4319 | 0 | 0 | 0 | 3.357 | 68.857 | 3.189 | 0
4320 | 0 | 0 | 0 | 2.462 | 66.292 | 2.339 | 0
4321 | 0 | 0 | 0 | 2.836 | 63.337 | 2.695 | 0
4322 | 0 | 0 | 0 | 3.113 | 60.095 | 2.957 | 0
4323 | 0 | 0 | 0 | 3.149 | 56.815 | 2.992 | 0
4324 | 0 | 0 | 0 | 4.397 | 52.234 | 4.177 | 0
4325 | 0 | 0 | 0 | 6.277 | 45.696 | 5.963 | 0
4326 | 3.047 | 0.023 | 0 | 9.989 | 35.291 | 12.558 | 0
4327 | 0 | 2.419 | 0 | 16.88 | 17.707 | 18.335 | 0
4328 | 0 | 8.127 | 0 | 15.307 | 1.762 | 22.262 | 0
4329 | 0 | 20.137 | 0 | 0.853 | 0.874 | 19.94 | 0
4330 | 0 | 32.462 | 15.759 | 0 | 16.003 | 15.867 | 0
4331 | 0 | 33.185 | 21.881 | 0 | 37.009 | 10.738 | 0
4332 | 0 | 39.217 | 26.968 | 0 | 62.898 | 11.636 | 0
4333 | 0 | 41.562 | 27.614 | 0 | 89.407 | 13.251 | 0
4334 | 0 | 41.934 | 26.674 | 0 | 115.014 | 14.497 | 0
4335 | 0 | 45.405 | 28.466 | 0 | 142.342 | 16.092 | 0
4336 | 0 | 33.607 | 15.024 | 0 | 156.766 | 17.654 | 0
4337 | 0 | 17.137 | 0 | 6.623 | 149.867 | 22.572 | 0
4338 | 0 | 7.308 | 0 | 21.506 | 127.465 | 27.374 | 0
4339 | 3.047 | 0.574 | 0 | 29.202 | 97.046 | 31.334 | 0
4340 | 0 | 0 | 0 | 24.848 | 71.163 | 23.605 | 0
4341 | 1.46 | 0 | 0 | 13.501 | 57.099 | 14.286 | 0
4342 | 3.047 | 0 | 0 | 3.382 | 53.577 | 6.259 | 0
4343 | 3.047 | 0 | 0 | 0.575 | 52.978 | 3.593 | 0
4344 | 2.003 | 0 | 0 | 0 | 52.978 | 2.003 | 0
4345 | 2.32 | 0 | 0 | 0 | 52.978 | 2.32 | 0
4346 | 2.855 | 0 | 0 | 0 | 52.978 | 2.855 | 0
4347 | 2.833 | 0 | 0 | 0 | 52.978 | 2.833 | 0
4348 | 3.047 | 0 | 0 | 1.305 | 51.619 | 4.286 | 0
4349 | 3.047 | 0 | 0 | 4.179 | 47.266 | 7.017 | 0
4350 | 3.047 | 0.023 | 0 | 10.911 | 35.9 | 13.434 | 0
4351 | 3.047 | 2.691 | 0 | 17.13 | 18.056 | 21.877 | 0
4352 | 3.047 | 6.709 | 0 | 17.334 | 0 | 25.888 | 0
4353 | 2.052 | 18.695 | 0 | 0 | 0 | 19.813 | 0
4354 | 0 | 30.586 | 7.261 | 0 | 6.971 | 15.013 | 7.145
4355 | 0 | 46.549 | 32.512 | 0 | 38.182 | 13.335 | 0
4356 | 0 | 51.85 | 37.197 | 0 | 73.892 | 13.92 | 0
4357 | 0 | 54.138 | 39.475 | 0 | 111.788 | 13.93 | 0
4358 | 0 | 57.086 | 41.652 | 0 | 151.774 | 14.662 | 0
4359 | 0 | 46.362 | 30.059 | 0 | 180.63 | 15.487 | 0
4360 | 0 | 36.74 | 13.935 | 0 | 194.008 | 21.665 | 0
4361 | 0 | 17.024 | 0 | 8.844 | 184.795 | 24.575 | 0
4362 | 0 | 6.078 | 0 | 22.276 | 161.59 | 26.937 | 0
4363 | 0 | 0.359 | 0 | 26.202 | 134.296 | 25.233 | 0
4364 | 0 | 0 | 0 | 22.834 | 110.511 | 21.692 | 0
4365 | 0 | 0 | 0 | 14.735 | 95.161 | 13.999 | 0
4366 | 0 | 0 | 0 | 5.969 | 88.943 | 5.671 | 0
4367 | 0 | 0 | 0 | 3.903 | 84.877 | 3.708 | 0
4368 | 0 | 0 | 0 | 2.576 | 82.193 | 2.448 | 0
4369 | 0 | 0 | 0 | 2.694 | 79.387 | 2.559 | 0
4370 | 0 | 0 | 0 | 2.518 | 76.764 | 2.392 | 0
4371 | 0 | 0 | 0 | 2.928 | 73.715 | 2.781 | 0
4372 | 0 | 0 | 0 | 3.564 | 70.002 | 3.386 | 0
4373 | 0 | 0 | 0 | 8.387 | 61.265 | 7.968 | 0
4374 | 3.047 | 0.023 | 0 | 10.732 | 50.085 | 13.264 | 0
4375 | 2.797 | 3.234 | 0 | 23.463 | 25.644 | 28.159 | 0
4376 | 3.047 | 7.985 | 0 | 24.307 | 0.324 | 33.724 | 0
4377 | 3.047 | 22.886 | 0 | 0.311 | 0 | 25.084 | 0
4378 | 0 | 39.168 | 3.891 | 0 | 3.735 | 14.234 | 19.279
4379 | 0 | 49.714 | 14.437 | 0 | 17.595 | 7.305 | 26.208
4380 | 0 | 57.653 | 31.22 | 0 | 47.566 | 6.669 | 18.442
4381 | 0 | 59.947 | 52.682 | 0 | 98.141 | 6.902 | 0
4382 | 0 | 55.666 | 46.665 | 0 | 142.94 | 8.551 | 0
4383 | 0 | 43.591 | 32.165 | 0 | 173.818 | 10.854 | 0
4384 | 0 | 34.973 | 20.978 | 0 | 193.958 | 13.295 | 0
4385 | 0 | 20.467 | 0.052 | 0 | 194.008 | 19.394 | 0
4386 | 0 | 5.447 | 0 | 25.605 | 167.336 | 29.5 | 0
4387 | 0.713 | 0.294 | 0 | 34.949 | 130.931 | 34.193 | 0
4388 | 0 | 0 | 0 | 29.275 | 100.436 | 27.812 | 0
4389 | 0 | 0 | 0 | 18.425 | 81.243 | 17.504 | 0
4390 | 0 | 0 | 0 | 7.646 | 73.278 | 7.264 | 0
4391 | 0 | 0 | 0 | 2.973 | 70.182 | 2.824 | 0
4392 | 0 | 0 | 0 | 2.151 | 67.941 | 2.043 | 0
4393 | 0 | 0 | 0 | 2.509 | 65.328 | 2.383 | 0
4394 | 0 | 0 | 0 | 2.834 | 62.376 | 2.692 | 0
4395 | 0 | 0 | 0 | 2.906 | 59.349 | 2.761 | 0
4396 | 0 | 0 | 0 | 3.534 | 55.668 | 3.357 | 0
4397 | 0 | 0 | 0 | 5.827 | 49.598 | 5.535 | 0
4398 | 3.047 | 0.016 | 0 | 10.234 | 38.938 | 12.784 | 0
4399 | 3.047 | 3.757 | 0 | 18.354 | 19.818 | 24.052 | 0
4400 | 3.047 | 10.148 | 0 | 19.026 | 0 | 30.762 | 0
4401 | 2.65 | 21.333 | 0 | 0 | 0 | 22.916 | 0
4402 | 0 | 30.551 | 19.192 | 0 | 18.424 | 10.792 | 0
4403 | 0 | 38.606 | 30.94 | 0 | 48.127 | 7.282 | 0
4404 | 0 | 37.152 | 30.018 | 0 | 76.944 | 6.777 | 0
4405 | 0 | 40.234 | 32.249 | 0 | 107.902 | 7.586 | 0
4406 | 0 | 30.788 | 21.036 | 0 | 128.097 | 9.265 | 0
4407 | 0 | 35.467 | 24.485 | 0 | 151.602 | 10.434 | 0
4408 | 0 | 32.092 | 16.99 | 0 | 167.913 | 14.347 | 0
4409 | 0 | 19.824 | 0 | 3.303 | 164.472 | 21.971 | 0
4410 | 0 | 6.711 | 0 | 24.407 | 139.047 | 29.562 | 0
4411 | 3.047 | 0.516 | 0 | 30.166 | 107.624 | 32.195 | 0
4412 | 0 | 0 | 0 | 29.461 | 76.936 | 27.988 | 0
4413 | 0.105 | 0 | 0 | 19.658 | 56.459 | 18.78 | 0
4414 | 3.047 | 0 | 0 | 3.393 | 52.925 | 6.27 | 0
4415 | 2.52 | 0 | 0 | 0 | 52.925 | 2.52 | 0
4416 | 1.85 | 0 | 0 | 0 | 52.925 | 1.85 | 0
4417 | 2.249 | 0 | 0 | 0 | 52.925 | 2.249 | 0
4418 | 2.59 | 0 | 0 | 0 | 52.925 | 2.59 | 0
4419 | 2.715 | 0 | 0 | 0 | 52.925 | 2.715 | 0
4420 | 3.047 | 0 | 0 | 0.16 | 52.758 | 3.199 | 0
4421 | 3.047 | 0 | 0 | 3.928 | 48.666 | 6.779 | 0
4422 | 3.047 | 0.015 | 0 | 8.514 | 39.797 | 11.149 | 0
4423 | 3.047 | 2.395 | 0 | 15.351 | 23.806 | 19.905 | 0
4424 | 3.047 | 8.06 | 0 | 19.321 | 3.681 | 29.058 | 0
4425 | 3.047 | 20.889 | 0 | 3.533 | 0 | 26.248 | 0
4426 | 0 | 37.29 | 2.013 | 0 | 1.933 | 15.272 | 18.241
4427 | 0 | 49.046 | 13.769 | 0 | 15.151 | 7.33 | 26.183
4428 | 0 | 50.66 | 42.783 | 0 | 56.223 | 7.483 | 0
4429 | 0 | 52.884 | 42.897 | 0 | 97.404 | 8.131 | 1.356
4430 | 0 | 53.488 | 43.909 | 0 | 139.557 | 9.1 | 0
4431 | 0 | 47.104 | 36.27 | 0 | 174.376 | 10.293 | 0
4432 | 0 | 37.911 | 20.45 | 0 | 194.008 | 16.588 | 0
4433 | 0 | 21.808 | 0 | 1.89 | 192.039 | 22.513 | 0
4434 | 0 | 5.903 | 0 | 29.333 | 161.484 | 33.474 | 0
4435 | 3.047 | 0.489 | 0 | 34.388 | 125.663 | 36.18 | 0
4436 | 0 | 0 | 0 | 31.946 | 92.386 | 30.349 | 0
4437 | 0 | 0 | 0 | 17.154 | 74.517 | 16.297 | 0
4438 | 0 | 0 | 0 | 7.49 | 66.715 | 7.116 | 0
4439 | 0.162 | 0 | 0 | 3.26 | 63.319 | 3.259 | 0
4440 | 1.949 | 0 | 0 | 0 | 63.319 | 1.949 | 0
4441 | 2.554 | 0 | 0 | 0 | 63.319 | 2.554 | 0
4442 | 2.57 | 0 | 0 | 0 | 63.319 | 2.57 | 0
4443 | 2.671 | 0 | 0 | 0 | 63.319 | 2.671 | 0
4444 | 3.047 | 0 | 0 | 0.139 | 63.174 | 3.179 | 0
4445 | 3.047 | 0 | 0 | 1.958 | 61.134 | 4.907 | 0
4446 | 3.047 | 0.016 | 0 | 12.039 | 48.594 | 14.498 | 0
4447 | 3.047 | 2.473 | 0 | 24.101 | 23.488 | 28.293 | 0
4448 | 3.047 | 6.098 | 0 | 22.549 | 0 | 30.261 | 0
4449 | 0.616 | 21.877 | 0 | 0 | 0 | 21.399 | 0
4450 | 0 | 38.486 | 3.209 | 0 | 3.08 | 11.798 | 21.715
4451 | 0 | 50.491 | 15.213 | 0 | 17.685 | 7.568 | 25.946
4452 | 0 | 57.903 | 22.626 | 0 | 39.406 | 6.505 | 27.008
4453 | 0 | 58.225 | 47.374 | 0 | 84.885 | 7.032 | 3.276
4454 | 0 | 56.043 | 47.595 | 0 | 130.577 | 8.026 | 0
4455 | 0 | 49.76 | 39.415 | 0 | 168.415 | 9.828 | 0
4456 | 0 | 37.592 | 24.356 | 0 | 191.797 | 12.574 | 0
4457 | 0 | 22.912 | 2.303 | 0 | 194.008 | 19.578 | 0
4458 | 0 | 4.937 | 0 | 26.721 | 166.174 | 30.075 | 0
4459 | 1.327 | 0.412 | 0 | 34.865 | 129.856 | 34.841 | 0
4460 | 0 | 0 | 0 | 29.537 | 99.088 | 28.061 | 0
4461 | 0 | 0 | 0 | 18.462 | 79.856 | 17.539 | 0
4462 | 0 | 0 | 0 | 7.646 | 71.892 | 7.264 | 0
4463 | 0 | 0 | 0 | 4.586 | 67.114 | 4.357 | 0
4464 | 0 | 0 | 0 | 2.484 | 64.526 | 2.36 | 0
4465 | 1.027 | 0 | 0 | 1.709 | 62.746 | 2.65 | 0
4466 | 0 | 0 | 0 | 2.781 | 59.85 | 2.642 | 0
4467 | 2.594 | 0 | 0 | 0 | 59.85 | 2.594 | 0
4468 | 3.047 | 0 | 0 | 1.097 | 58.707 | 4.089 | 0
4469 | 0 | 0 | 0 | 6.361 | 52.081 | 6.043 | 0
4470 | 3.047 | 0.017 | 0 | 8.882 | 42.829 | 11.5 | 0
4471 | 3.047 | 2.098 | 0 | 23.853 | 17.982 | 27.7 | 0
4472 | 3.047 | 10.233 | 0 | 15.715 | 1.612 | 27.698 | 0
4473 | 3.047 | 19.942 | 0 | 1.547 | 0 | 23.462 | 0
4474 | 0 | 31.639 | 0 | 0 | 0 | 12.017 | 18.04
4475 | 0 | 41.19 | 5.913 | 0 | 5.676 | 7.27 | 26.244
4476 | 0 | 50.358 | 27.377 | 0 | 31.958 | 6.418 | 15.414
4477 | 0 | 58.492 | 51.726 | 0 | 81.615 | 6.428 | 0
4478 | 0 | 57.809 | 49.303 | 0 | 128.946 | 8.081 | 0
4479 | 0 | 52.301 | 41.551 | 0 | 168.835 | 10.212 | 0
4480 | 0 | 38.304 | 24.185 | 0 | 192.052 | 13.414 | 0
4481 | 0 | 23.225 | 2.037 | 0 | 194.008 | 20.129 | 0
4482 | 0 | 6.717 | 0 | 24.496 | 168.491 | 29.653 | 0
4483 | 0 | 0.492 | 0 | 33.658 | 133.43 | 32.442 | 0
4484 | 0 | 0 | 0 | 31.732 | 100.376 | 30.146 | 0
4485 | 0 | 0 | 0 | 19.35 | 80.219 | 18.383 | 0
4486 | 0 | 0 | 0 | 7.291 | 72.624 | 6.926 | 0
4487 | 0 | 0 | 0 | 2.685 | 69.828 | 2.55 | 0
4488 | 0 | 0 | 0 | 2.299 | 67.433 | 2.184 | 0
4489 | 0 | 0 | 0 | 2.543 | 64.784 | 2.416 | 0
4490 | 0 | 0 | 0 | 3.769 | 60.858 | 3.581 | 0
4491 | 0 | 0 | 0 | 2.631 | 58.117 | 2.5 | 0
4492 | 0 | 0 | 0 | 4.189 | 53.753 | 3.98 | 0
4493 | 0 | 0 | 0 | 7.986 | 45.434 | 7.587 | 0
4494 | 1.372 | 0.012 | 0 | 11.571 | 33.381 | 12.376 | 0
4495 | 0 | 2.486 | 0 | 15.434 | 17.304 | 17.025 | 0
4496 | 0 | 5.914 | 0 | 16.612 | 0 | 21.399 | 0
4497 | 0 | 21.813 | 0 | 0 | 0 | 19.113 | 1.609
4498 | 0 | 39.461 | 4.183 | 0 | 4.016 | 16.267 | 17.246
4499 | 0 | 50.617 | 15.339 | 0 | 18.742 | 14.392 | 19.121
4500 | 0 | 57.974 | 42.845 | 0 | 59.873 | 14.372 | 0
4501 | 0 | 59.85 | 40.37 | 0 | 98.629 | 14.479 | 4.027
4502 | 0 | 57.33 | 44.66 | 0 | 141.502 | 12.037 | 0
4503 | 0 | 51.018 | 32.985 | 0 | 173.168 | 17.131 | 0
4504 | 0 | 39.049 | 15.734 | 0 | 188.273 | 22.149 | 0
4505 | 0 | 22.197 | 0 | 7.282 | 180.688 | 28.005 | 0
4506 | 0 | 5.931 | 0 | 28.039 | 151.48 | 32.272 | 0
4507 | 0 | 0.438 | 0 | 31.552 | 118.613 | 30.391 | 0
4508 | 0 | 0 | 0 | 22.308 | 95.376 | 21.193 | 0
4509 | 0 | 0 | 0 | 14.123 | 80.665 | 13.417 | 0
4510 | 0 | 0 | 0 | 6.869 | 73.509 | 6.526 | 0
4511 | 0 | 0 | 0 | 3.184 | 70.193 | 3.025 | 0
4512 | 0 | 0 | 0 | 2.151 | 67.952 | 2.044 | 0
4513 | 0 | 0 | 0 | 2.58 | 65.264 | 2.451 | 0
4514 | 0 | 0 | 0 | 2.551 | 62.606 | 2.424 | 0
4515 | 0 | 0 | 0 | 2.551 | 59.949 | 2.424 | 0
4516 | 0 | 0 | 0 | 3.08 | 56.741 | 2.926 | 0
4517 | 0 | 0 | 0 | 8.714 | 47.664 | 8.278 | 0
4518 | 0 | 0.01 | 0 | 11.713 | 35.463 | 11.137 | 0
4519 | 0 | 2.241 | 0 | 17.897 | 16.82 | 19.131 | 0
4520 | 0 | 6.152 | 0 | 16.147 | 0 | 21.184 | 0
4521 | 0 | 21.714 | 0 | 0 | 0 | 17.414 | 3.214
4522 | 0 | 39.184 | 3.907 | 0 | 3.751 | 14.778 | 18.735
4523 | 0 | 51.229 | 15.952 | 0 | 19.064 | 14.648 | 18.866
4524 | 0 | 57.431 | 34.948 | 0 | 52.615 | 12.695 | 8.663
4525 | 0 | 61.016 | 47.413 | 0 | 98.131 | 12.923 | 0
4526 | 0 | 58.967 | 43.561 | 0 | 139.95 | 14.635 | 0
4527 | 0 | 50.965 | 31.167 | 0 | 169.87 | 18.808 | 0
4528 | 0 | 39.777 | 19.615 | 0 | 188.701 | 19.154 | 0
4529 | 0 | 22.632 | 0 | 2.077 | 186.538 | 23.473 | 0
4530 | 0 | 5.741 | 0 | 24.186 | 161.344 | 28.43 | 0
4531 | 0 | 0.45 | 0 | 29.308 | 130.815 | 28.27 | 0
4532 | 0 | 0 | 0 | 23.045 | 106.809 | 21.893 | 0
4533 | 0 | 0 | 0 | 13.513 | 92.733 | 12.838 | 0
4534 | 0 | 0 | 0 | 7.098 | 85.339 | 6.743 | 0
4535 | 0 | 0 | 0 | 3.695 | 81.491 | 3.51 | 0
4536 | 0 | 0 | 0 | 1.821 | 79.594 | 1.73 | 0
4537 | 0 | 0 | 0 | 2.261 | 77.239 | 2.148 | 0
4538 | 0 | 0 | 0 | 2.311 | 74.831 | 2.196 | 0
4539 | 0 | 0 | 0 | 2.847 | 71.865 | 2.705 | 0
4540 | 0 | 0 | 0 | 4.559 | 67.117 | 4.331 | 0
4541 | 0 | 0 | 0 | 5.936 | 60.934 | 5.639 | 0
4542 | 0 | 0 | 0 | 12.348 | 48.071 | 11.731 | 0
4543 | 0 | 2.474 | 0 | 21.663 | 25.505 | 22.93 | 0
4544 | 0 | 8.354 | 0 | 22.862 | 1.691 | 29.655 | 0
4545 | 0 | 24.375 | 0 | 1.623 | 0 | 24.699 | 0
4546 | 0 | 41.806 | 6.528 | 0 | 6.267 | 13.343 | 20.17
4547 | 0 | 52.513 | 17.236 | 0 | 22.814 | 7.431 | 26.083
4548 | 0 | 54.127 | 19.052 | 0 | 41.104 | 8.58 | 24.741
4549 | 0 | 55.18 | 46.516 | 0 | 85.759 | 8.231 | 0
4550 | 0 | 59.186 | 48.758 | 0 | 132.567 | 9.907 | 0
4551 | 0 | 50.628 | 39.016 | 0 | 170.022 | 11.031 | 0
4552 | 0 | 37.779 | 24.985 | 0 | 194.008 | 12.154 | 0
4553 | 0 | 22.61 | 0 | 0.076 | 193.928 | 21.553 | 0
4554 | 0 | 6.28 | 0 | 24.282 | 168.634 | 29.034 | 0
4555 | 0 | 0.441 | 0 | 32.93 | 134.332 | 31.702 | 0
4556 | 0 | 0 | 0 | 28.727 | 104.408 | 27.291 | 0
4557 | 0 | 0 | 0 | 21.602 | 81.907 | 20.522 | 0
4558 | 0 | 0 | 0 | 8.4 | 73.157 | 7.98 | 0
4559 | 0 | 0 | 0 | 3.172 | 69.853 | 3.013 | 0
4560 | 0 | 0 | 0 | 2.18 | 67.582 | 2.071 | 0
4561 | 0 | 0 | 0 | 2.441 | 65.039 | 2.319 | 0
4562 | 0 | 0 | 0 | 2.636 | 62.294 | 2.504 | 0
4563 | 0 | 0 | 0 | 2.703 | 59.479 | 2.567 | 0
4564 | 0 | 0 | 0 | 3.889 | 55.428 | 3.694 | 0
4565 | 1.046 | 0 | 0 | 7.91 | 47.188 | 8.56 | 0
4566 | 3.047 | 0.008 | 0 | 10.831 | 35.906 | 13.344 | 0
4567 | 3.047 | 2.53 | 0 | 17.79 | 17.375 | 22.35 | 0
4568 | 3.047 | 8.192 | 0 | 16.68 | 0 | 26.675 | 0
4569 | 2.689 | 21.221 | 0 | 0 | 0 | 22.849 | 0
4570 | 0 | 37.333 | 2.056 | 0 | 1.974 | 14.123 | 19.39
4571 | 0 | 45.665 | 10.388 | 0 | 11.946 | 5.939 | 27.574
4572 | 0 | 52.078 | 44.09 | 0 | 54.273 | 5.233 | 2.356
4573 | 0 | 52.235 | 45.354 | 0 | 97.813 | 6.537 | 0
4574 | 0 | 51.423 | 44.27 | 0 | 140.311 | 6.795 | 0
4575 | 0 | 46.293 | 34.526 | 0 | 173.456 | 11.179 | 0
4576 | 0 | 34.12 | 19.937 | 0 | 192.596 | 13.473 | 0
4577 | 0 | 22.493 | 1.471 | 0 | 194.008 | 19.971 | 0
4578 | 0 | 6.426 | 0 | 26.544 | 166.358 | 31.321 | 0
4579 | 2.662 | 0.427 | 0 | 31.602 | 133.439 | 33.089 | 0
4580 | 0 | 0 | 0 | 30.024 | 102.165 | 28.523 | 0
4581 | 0 | 0 | 0 | 18.639 | 82.749 | 17.707 | 0
4582 | 0 | 0 | 0 | 6.901 | 75.561 | 6.556 | 0
4583 | 0 | 0 | 0 | 3.091 | 72.341 | 2.937 | 0
4584 | 0 | 0 | 0 | 2.211 | 70.037 | 2.101 | 0
4585 | 0 | 0 | 0 | 2.957 | 66.957 | 2.81 | 0
4586 | 0 | 0 | 0 | 2.667 | 64.178 | 2.534 | 0
4587 | 0 | 0 | 0 | 2.745 | 61.319 | 2.608 | 0
4588 | 3.047 | 0 | 0 | 1.018 | 60.258 | 4.014 | 0
4589 | 3.047 | 0 | 0 | 4.783 | 55.276 | 7.591 | 0
4590 | 3.047 | 0.004 | 0 | 8.615 | 46.302 | 11.235 | 0
4591 | 3.047 | 2.525 | 0 | 22.12 | 23.26 | 26.459 | 0
4592 | 3.047 | 7.433 | 0 | 20.832 | 1.56 | 29.899 | 0
4593 | 3.047 | 21.159 | 0 | 1.497 | 0 | 24.57 | 0
4594 | 0 | 37.424 | 2.146 | 0 | 2.061 | 12.586 | 20.928
4595 | 0 | 50.977 | 15.7 | 0 | 17.133 | 8.305 | 25.209
4596 | 0 | 58.687 | 27.133 | 0 | 43.18 | 6.968 | 23.009
4597 | 0 | 60.098 | 51.902 | 0 | 93.007 | 7.786 | 0
4598 | 0 | 54.368 | 44.912 | 0 | 136.122 | 8.984 | 0
4599 | 0 | 48.517 | 39.018 | 0 | 173.579 | 9.024 | 0
4600 | 0 | 35.522 | 21.28 | 0 | 194.008 | 13.53 | 0
4601 | 0 | 17.776 | 0 | 4.092 | 189.745 | 20.775 | 0
4602 | 0 | 6.172 | 0 | 24.321 | 164.411 | 28.968 | 0
4603 | 1.524 | 0.475 | 0 | 34.802 | 128.16 | 35.037 | 0
4604 | 0 | 0 | 0 | 29.052 | 97.897 | 27.599 | 0
4605 | 0 | 0 | 0 | 17.132 | 80.052 | 16.275 | 0
4606 | 0 | 0 | 0 | 7.13 | 72.625 | 6.773 | 0
4607 | 0 | 0 | 0 | 2.49 | 70.032 | 2.365 | 0
4608 | 0 | 0 | 0 | 1.841 | 68.113 | 1.749 | 0
4609 | 0 | 0 | 0 | 2.643 | 65.361 | 2.51 | 0
4610 | 0 | 0 | 0 | 2.86 | 62.382 | 2.717 | 0
4611 | 2.93 | 0 | 0 | 0 | 62.382 | 2.93 | 0
4612 | 0.363 | 0 | 0 | 3.176 | 59.074 | 3.38 | 0
4613 | 3.047 | 0 | 0 | 4.358 | 54.534 | 7.187 | 0
4614 | 3.047 | 0.004 | 0 | 11.81 | 42.232 | 14.27 | 0
4615 | 3.047 | 2.092 | 0 | 19.939 | 21.462 | 23.976 | 0
4616 | 3.047 | 7.632 | 0 | 20.604 | 0 | 29.87 | 0
4617 | 0 | 23.335 | 0 | 0 | 0 | 22.045 | 0.123
4618 | 0 | 39.743 | 4.465 | 0 | 4.287 | 10.385 | 23.129
4619 | 0 | 49.842 | 14.564 | 0 | 18.269 | 9.186 | 24.328
4620 | 0 | 54.884 | 30.293 | 0 | 47.35 | 8.41 | 14.951
4621 | 0 | 57.478 | 50.466 | 0 | 95.797 | 6.661 | 0
4622 | 0 | 56.998 | 48.247 | 0 | 142.114 | 8.313 | 0
4623 | 0 | 47.448 | 37.819 | 0 | 178.421 | 9.148 | 0
4624 | 0 | 29.585 | 16.237 | 0 | 194.008 | 12.681 | 0
4625 | 0 | 14.091 | 0 | 5.707 | 188.063 | 18.809 | 0
4626 | 0 | 6.722 | 0 | 24.872 | 162.154 | 30.014 | 0
4627 | 0.45 | 0.336 | 0 | 34.941 | 125.757 | 33.964 | 0
4628 | 0 | 0 | 0 | 30.838 | 93.634 | 29.296 | 0
4629 | 0 | 0 | 0 | 20.277 | 72.512 | 19.263 | 0
4630 | 0 | 0 | 0 | 8.309 | 63.857 | 7.894 | 0
4631 | 0 | 0 | 0 | 3.238 | 60.483 | 3.077 | 0
4632 | 0 | 0 | 0 | 1.666 | 58.747 | 1.583 | 0
4633 | 1.732 | 0 | 0 | 0.744 | 57.973 | 2.439 | 0
4634 | 2.427 | 0 | 0 | 0 | 57.973 | 2.427 | 0
4635 | 3.047 | 0 | 0 | 0.219 | 57.745 | 3.254 | 0
4636 | 3.047 | 0 | 0 | 1.955 | 55.709 | 4.904 | 0
4637 | 3.047 | 0 | 0 | 4.015 | 51.526 | 6.861 | 0
4638 | 3.047 | 0.002 | 0 | 10.436 | 40.656 | 12.963 | 0
4639 | 3.047 | 2.428 | 0 | 17.542 | 22.383 | 22.018 | 0
4640 | 3.047 | 6.883 | 0 | 21.488 | 0 | 29.999 | 0
4641 | 1.651 | 22.372 | 0 | 0 | 0 | 22.904 | 0
4642 | 0 | 38.927 | 3.65 | 0 | 3.504 | 13.842 | 19.671
4643 | 0 | 48.798 | 13.521 | 0 | 16.484 | 7.203 | 26.311
4644 | 0 | 57.966 | 28.878 | 0 | 44.207 | 6.708 | 20.925
4645 | 0 | 60.351 | 52.536 | 0 | 94.642 | 7.424 | 0
4646 | 0 | 59.031 | 50.859 | 0 | 143.467 | 7.763 | 0
4647 | 0 | 46.162 | 36.766 | 0 | 178.763 | 8.926 | 0
4648 | 0 | 30.538 | 15.88 | 0 | 194.008 | 13.925 | 0
4649 | 0 | 19.057 | 0 | 5.235 | 188.555 | 23.077 | 0
4650 | 0 | 3.625 | 0 | 31.586 | 155.653 | 33.451 | 0
4651 | 1.272 | 0.159 | 0 | 33.829 | 120.415 | 33.561 | 0
4652 | 0 | 0 | 0 | 30.25 | 88.905 | 28.737 | 0
4653 | 0 | 0 | 0 | 20.989 | 67.041 | 19.94 | 0
4654 | 0 | 0 | 0 | 8.881 | 57.79 | 8.437 | 0
4655 | 0 | 0 | 0 | 3.123 | 54.537 | 2.967 | 0
4656 | 0 | 0 | 0 | 2.116 | 52.332 | 2.01 | 0
4657 | 0 | 0 | 0 | 2.932 | 49.278 | 2.786 | 0
4658 | 0 | 0 | 0 | 2.743 | 46.421 | 2.606 | 0
4659 | 0 | 0 | 0 | 3.169 | 43.119 | 3.011 | 0
4660 | 0 | 0 | 0 | 3.342 | 39.638 | 3.175 | 0
4661 | 0 | 0 | 0 | 5.239 | 34.181 | 4.977 | 0
4662 | 0 | 0 | 0 | 12.854 | 20.791 | 12.211 | 0
4663 | 0 | 2.179 | 0 | 13.974 | 6.235 | 15.345 | 0
4664 | 3.047 | 10.115 | 0 | 5.985 | 0 | 18.342 | 0
4665 | 0 | 20.819 | 3.232 | 0 | 3.103 | 16.707 | 0
4666 | 0 | 29.52 | 12.428 | 0 | 15.033 | 16.238 | 0
4667 | 0 | 47.403 | 31.841 | 0 | 45.601 | 14.784 | 0
4668 | 0 | 55.217 | 40.981 | 0 | 84.942 | 13.524 | 0
4669 | 0 | 58.531 | 44.931 | 0 | 128.075 | 12.92 | 0
4670 | 0 | 50.806 | 34.116 | 0 | 160.827 | 15.855 | 0
4671 | 0 | 39.812 | 23.406 | 0 | 183.296 | 15.586 | 0
4672 | 0 | 27.162 | 4.13 | 0 | 187.261 | 21.88 | 0
4673 | 0 | 17.633 | 0 | 5.459 | 181.574 | 21.937 | 0
4674 | 0 | 5.421 | 0 | 24.033 | 156.54 | 27.982 | 0
4675 | 3.047 | 0.24 | 0 | 25.254 | 130.234 | 27.265 | 0
4676 | 0 | 0 | 0 | 22.127 | 107.184 | 21.021 | 0
4677 | 0 | 0 | 0 | 13.059 | 93.581 | 12.406 | 0
4678 | 0 | 0 | 0 | 6.131 | 87.195 | 5.824 | 0
4679 | 0 | 0 | 0 | 4.806 | 82.188 | 4.566 | 0
4680 | 0 | 0 | 0 | 2.314 | 79.778 | 2.198 | 0
4681 | 0 | 0 | 0 | 2.815 | 76.846 | 2.674 | 0
4682 | 0 | 0 | 0 | 2.933 | 73.791 | 2.786 | 0
4683 | 0 | 0 | 0 | 2.837 | 70.835 | 2.695 | 0
4684 | 0 | 0 | 0 | 3.774 | 66.904 | 3.586 | 0
4685 | 0 | 0 | 0 | 7.664 | 58.92 | 7.281 | 0
4686 | 0.037 | 0 | 0 | 14.35 | 43.972 | 13.67 | 0
4687 | 3.047 | 2.786 | 0 | 13.621 | 29.783 | 18.634 | 0
4688 | 3.047 | 9.33 | 0 | 10.492 | 18.854 | 21.878 | 0
4689 | 3.047 | 14.701 | 0 | 1.066 | 17.743 | 18.025 | 0
4690 | 0 | 27.408 | 10.601 | 0 | 27.92 | 15.967 | 0
4691 | 0 | 38.287 | 23.978 | 0 | 50.939 | 13.594 | 0
4692 | 0 | 43.653 | 29.5 | 0 | 79.259 | 13.446 | 0
4693 | 0 | 56.489 | 42.632 | 0 | 120.186 | 13.164 | 0
4694 | 0 | 53.356 | 37.347 | 0 | 156.039 | 15.209 | 0
4695 | 0 | 41.507 | 24.03 | 0 | 179.108 | 16.603 | 0
4696 | 0 | 27.499 | 7.257 | 0 | 186.075 | 19.23 | 0
4697 | 3.047 | 14.172 | 0 | 5.682 | 180.156 | 21.908 | 0
4698 | 3.047 | 3.785 | 0 | 21.001 | 158.279 | 26.593 | 0
4699 | 3.047 | 0.194 | 0 | 24.67 | 132.582 | 26.667 | 0
4700 | 3.047 | 0 | 0 | 19.844 | 111.91 | 21.899 | 0
4701 | 3.047 | 0 | 0 | 11.713 | 99.71 | 14.174 | 0
4702 | 3.047 | 0 | 0 | 4.93 | 94.574 | 7.731 | 0
4703 | 3.047 | 0 | 0 | 0.225 | 94.339 | 3.261 | 0
4704 | 2.019 | 0 | 0 | 0 | 94.339 | 2.019 | 0
4705 | 2.604 | 0 | 0 | 0 | 94.339 | 2.604 | 0
4706 | 2.271 | 0 | 0 | 0 | 94.339 | 2.271 | 0
4707 | 2.602 | 0 | 0 | 0 | 94.339 | 2.602 | 0
4708 | 3.047 | 0 | 0 | 0.459 | 93.861 | 3.483 | 0
4709 | 3.047 | 0 | 0 | 2.945 | 90.793 | 5.844 | 0
4710 | 3.047 | 0 | 0 | 11.116 | 79.214 | 13.607 | 0
4711 | 3.047 | 3.252 | 0 | 22.257 | 56.03 | 27.28 | 0
4712 | 3.047 | 12.076 | 0 | 17.612 | 37.685 | 31.25 | 0
4713 | 3.047 | 20.205 | 0 | 1.967 | 35.636 | 24.111 | 0
4714 | 0 | 31.225 | 16.855 | 0 | 51.816 | 13.652 | 0
4715 | 0 | 41.898 | 33.592 | 0 | 84.064 | 7.891 | 0
4716 | 0 | 39.679 | 31.988 | 0 | 114.773 | 7.307 | 0
4717 | 0 | 40.141 | 32.485 | 0 | 145.959 | 7.273 | 0
4718 | 0 | 38.84 | 29.469 | 0 | 174.249 | 8.902 | 0
4719 | 0 | 30.773 | 19.973 | 0 | 193.423 | 10.261 | 0
4720 | 0 | 15.76 | 0.609 | 0 | 194.008 | 14.393 | 0
4721 | 3.047 | 12.064 | 0 | 3.061 | 190.82 | 21.769 | 0
4722 | 3.047 | 2.157 | 0 | 21.297 | 168.635 | 31.66 | 0
4723 | 3.047 | 0.155 | 0 | 27.01 | 140.5 | 36.066 | 0
4724 | 3.047 | 0 | 0 | 19.56 | 120.125 | 27.036 | 0
4725 | 3.047 | 0 | 0 | 10.988 | 108.679 | 16.857 | 0
4726 | 3.047 | 0 | 0 | 2.105 | 106.487 | 6.308 | 0
4727 | 2.244 | 0 | 0 | 0 | 106.487 | 2.244 | 0
4728 | 2.219 | 0 | 0 | 0 | 106.487 | 2.219 | 0
4729 | 2.585 | 0 | 0 | 0 | 106.487 | 2.585 | 0
4730 | 2.58 | 0 | 0 | 0 | 106.487 | 2.58 | 0
4731 | 2.748 | 0 | 0 | 0 | 106.487 | 2.748 | 0
4732 | 3.047 | 0 | 0 | 0.252 | 106.225 | 4.107 | 0
4733 | 3.047 | 0 | 0 | 2.605 | 103.511 | 6.902 | 0
4734 | 3.047 | 0 | 0 | 11.992 | 91.019 | 18.049 | 0
4735 | 3.047 | 2.608 | 0 | 15.531 | 74.842 | 25.348 | 0
4736 | 3.047 | 2.029 | 0 | 17.131 | 56.996 | 26.561 | 0
4737 | 3.047 | 4.469 | 0 | 9.702 | 46.89 | 20.636 | 0
4738 | 3.047 | 10.997 | 2.23 | 0 | 49.031 | 11.376 | 0
4739 | 3.047 | 13.434 | 8.689 | 0 | 57.372 | 7.554 | 0
4740 | 3.047 | 20.909 | 16.704 | 0 | 73.408 | 7.041 | 0
4741 | 3.047 | 10.854 | 4.392 | 0 | 77.625 | 9.185 | 0
4742 | 3.047 | 12.818 | 7.581 | 0 | 84.903 | 9.39 | 0
4743 | 3.047 | 18.086 | 13.397 | 0 | 97.764 | 9.376 | 0
4744 | 3.047 | 20.75 | 12.758 | 0 | 110.011 | 13.3 | 0
4745 | 3.047 | 17.093 | 4.084 | 0 | 113.932 | 19.257 | 0
4746 | 3.047 | 6.918 | 0 | 14.39 | 98.942 | 29.112 | 0
4747 | 3.047 | 0.3 | 0 | 25.235 | 72.655 | 34.131 | 0
4748 | 3.047 | 0 | 0 | 21.041 | 50.738 | 28.795 | 0
4749 | 3.047 | 0 | 0 | 10.75 | 39.54 | 16.574 | 0
4750 | 3.047 | 0 | 0 | 1.566 | 37.909 | 5.668 | 0
4751 | 2.67 | 0 | 0 | 0 | 37.909 | 2.67 | 0
4752 | 2.148 | 0 | 0 | 0 | 37.909 | 2.148 | 0
4753 | 2.392 | 0 | 0 | 0 | 37.909 | 2.392 | 0
4754 | 2.303 | 0 | 0 | 0 | 37.909 | 2.303 | 0
4755 | 2.514 | 0 | 0 | 0 | 37.909 | 2.514 | 0
4756 | 2.897 | 0 | 0 | 0 | 37.909 | 2.897 | 0
4757 | 3.047 | 0 | 0 | 1.147 | 36.714 | 5.17 | 0
4758 | 3.047 | 0 | 0 | 6.043 | 30.42 | 10.984 | 0
4759 | 3.047 | 2.322 | 0 | 14.443 | 15.374 | 23.717 | 0
4760 | 3.047 | 7.331 | 0 | 14.759 | 0 | 30.041 | 0
4761 | 0.056 | 23.43 | 0 | 0 | 0 | 22.314 | 0
4762 | 0 | 36.399 | 1.122 | 0 | 1.077 | 14.106 | 19.407
4763 | 0 | 45.646 | 30.798 | 0 | 30.643 | 7.178 | 6.928
4764 | 0 | 41.956 | 34.731 | 0 | 63.985 | 6.863 | 0
4765 | 0 | 47.384 | 38.676 | 0 | 101.114 | 8.272 | 0
4766 | 0 | 48.75 | 40.819 | 0 | 140.3 | 7.535 | 0
4767 | 0 | 43.7 | 31.694 | 0 | 170.727 | 11.405 | 0
4768 | 0 | 38.728 | 24.251 | 0 | 194.008 | 13.753 | 0
4769 | 0 | 17.232 | 0 | 5.723 | 188.046 | 21.807 | 0
4770 | 0 | 6.297 | 0 | 23.496 | 163.571 | 28.304 | 0
4771 | 0 | 0.519 | 0 | 30.111 | 132.205 | 29.098 | 0
4772 | 0 | 0 | 0 | 29.137 | 101.855 | 27.68 | 0
4773 | 0 | 0 | 0 | 20.918 | 80.066 | 19.872 | 0
4774 | 0 | 0 | 0 | 6.267 | 73.538 | 5.953 | 0
4775 | 0 | 0 | 0 | 2.449 | 70.987 | 2.327 | 0
4776 | 0 | 0 | 0 | 2.701 | 68.173 | 2.566 | 0
4777 | 0 | 0 | 0 | 2.829 | 65.226 | 2.687 | 0
4778 | 0 | 0 | 0 | 2.914 | 62.191 | 2.768 | 0
4779 | 0 | 0 | 0 | 3.459 | 58.589 | 3.286 | 0
4780 | 0 | 0 | 0 | 5.371 | 52.994 | 5.103 | 0
4781 | 0 | 0 | 0 | 8.322 | 44.325 | 7.906 | 0
4782 | 2.95 | 0 | 0 | 9.107 | 34.838 | 11.602 | 0
4783 | 3.047 | 3.023 | 0 | 18.026 | 16.062 | 23.043 | 0
4784 | 3.047 | 8.091 | 0 | 15.419 | 0 | 25.381 | 0
4785 | 0 | 22.511 | 0 | 0 | 0 | 20.711 | 0.674
4786 | 0 | 27.326 | 0 | 0 | 0 | 11.63 | 14.329
4787 | 0 | 41.19 | 5.913 | 0 | 5.676 | 7.369 | 26.144
4788 | 0 | 53.671 | 34.338 | 0 | 38.641 | 7.926 | 10.44
4789 | 0 | 55.517 | 47.899 | 0 | 84.624 | 7.237 | 0
4790 | 0 | 58.016 | 48.928 | 0 | 131.596 | 8.633 | 0
4791 | 0 | 51.714 | 40.096 | 0 | 170.088 | 11.037 | 0
4792 | 0 | 39.58 | 22.577 | 0 | 191.762 | 16.153 | 0
4793 | 0 | 23.899 | 2.34 | 0 | 194.008 | 20.482 | 0
4794 | 1.581 | 6.952 | 0 | 22.761 | 170.299 | 29.808 | 0
4795 | 3.047 | 0.46 | 0 | 34.687 | 134.166 | 36.437 | 0
4796 | 3.047 | 0 | 0 | 28.792 | 104.174 | 30.399 | 0
4797 | 3.047 | 0 | 0 | 15.675 | 87.846 | 17.938 | 0
4798 | 3.047 | 0 | 0 | 7.143 | 80.405 | 9.833 | 0
4799 | 3.047 | 0 | 0 | 0.253 | 80.142 | 3.287 | 0
4800 | 2.212 | 0 | 0 | 0 | 80.142 | 2.212 | 0
4801 | 2.69 | 0 | 0 | 0 | 80.142 | 2.69 | 0
4802 | 2.579 | 0 | 0 | 0 | 80.142 | 2.579 | 0
4803 | 2.557 | 0 | 0 | 0 | 80.142 | 2.557 | 0
4804 | 2.943 | 0 | 0 | 0 | 80.142 | 2.943 | 0
4805 | 3.047 | 0 | 0 | 3.126 | 76.886 | 6.016 | 0
4806 | 3.047 | 0 | 0 | 10.756 | 65.682 | 13.265 | 0
4807 | 3.047 | 3.105 | 0 | 21.728 | 43.048 | 26.638 | 0
4808 | 3.047 | 6.817 | 0 | 22.748 | 19.352 | 31.134 | 0
4809 | 3.047 | 13.833 | 0 | 9.851 | 9.09 | 25.547 | 0
4810 | 0 | 20.96 | 6.684 | 0 | 15.507 | 13.562 | 0
4811 | 0 | 32.738 | 24.465 | 0 | 38.994 | 7.859 | 0
4812 | 0 | 22.147 | 15.176 | 0 | 53.563 | 6.622 | 0
4813 | 0 | 26.828 | 19.246 | 0 | 72.039 | 7.202 | 0
4814 | 0 | 35.354 | 27.118 | 0 | 98.073 | 7.824 | 0
4815 | 0 | 45.205 | 34.485 | 0 | 131.178 | 10.184 | 0
4816 | 0 | 44.141 | 26.921 | 0 | 157.022 | 16.359 | 0
4817 | 0 | 25.323 | 1.101 | 0 | 158.08 | 23.01 | 0
4818 | 3.047 | 7.918 | 0 | 21.593 | 135.587 | 31.083 | 0
4819 | 3.047 | 0.592 | 0 | 32.804 | 101.416 | 34.773 | 0
4820 | 3.047 | 0 | 0 | 28.544 | 71.682 | 30.164 | 0
4821 | 3.047 | 0 | 0 | 16.319 | 54.683 | 18.55 | 0
4822 | 3.047 | 0 | 0 | 4.439 | 50.059 | 7.264 | 0
4823 | 2.751 | 0 | 0 | 0 | 50.059 | 2.751 | 0
4824 | 2.563 | 0 | 0 | 0 | 50.059 | 2.563 | 0
4825 | 2.563 | 0 | 0 | 0 | 50.059 | 2.563 | 0
4826 | 2.734 | 0 | 0 | 0 | 50.059 | 2.734 | 0
4827 | 2.83 | 0 | 0 | 0 | 50.059 | 2.83 | 0
4828 | 3.047 | 0 | 0 | 1.239 | 48.768 | 4.224 | 0
4829 | 3.047 | 0 | 0 | 4.174 | 44.42 | 7.012 | 0
4830 | 3.047 | 0 | 0 | 10.87 | 33.097 | 13.373 | 0
4831 | 3.047 | 2.329 | 0 | 16.797 | 15.601 | 21.217 | 0
4832 | 3.047 | 7.412 | 0 | 14.694 | 0.294 | 24.048 | 0
4833 | 3.047 | 16.499 | 0 | 0.283 | 0 | 18.989 | 0
4834 | 0 | 34.508 | 0 | 0 | 0 | 15.241 | 17.541
4835 | 0 | 38.406 | 16.312 | 0 | 15.66 | 12.835 | 8.154
4836 | 0 | 48.397 | 33.773 | 0 | 48.081 | 13.893 | 0
4837 | 0 | 59.739 | 44.107 | 0 | 90.424 | 14.85 | 0
4838 | 0 | 59.26 | 44.194 | 0 | 132.85 | 14.313 | 0
4839 | 0 | 51.619 | 35.022 | 0 | 166.472 | 15.767 | 0
4840 | 0 | 35.55 | 15.532 | 0 | 181.383 | 19.016 | 0
4841 | 0 | 24.015 | 0 | 1.002 | 180.34 | 23.766 | 0
4842 | 0 | 6.299 | 0 | 24.062 | 155.275 | 28.842 | 0
4843 | 0 | 0.56 | 0 | 27.781 | 126.337 | 26.924 | 0
4844 | 0 | 0 | 0 | 21.251 | 104.2 | 20.189 | 0
4845 | 0 | 0 | 0 | 13.79 | 89.835 | 13.1 | 0
4846 | 0 | 0 | 0 | 7.511 | 82.011 | 7.136 | 0
4847 | 0 | 0 | 0 | 3.786 | 78.068 | 3.596 | 0
4848 | 0 | 0 | 0 | 2.108 | 75.872 | 2.003 | 0
4849 | 0 | 0 | 0 | 2.767 | 72.989 | 2.629 | 0
4850 | 0 | 0 | 0 | 2.727 | 70.148 | 2.591 | 0
4851 | 0 | 0 | 0 | 3.565 | 66.435 | 3.387 | 0
4852 | 0 | 0 | 0 | 4.73 | 61.507 | 4.494 | 0
4853 | 0 | 0 | 0 | 8.651 | 52.496 | 8.219 | 0
4854 | 0 | 0 | 0 | 13.216 | 38.729 | 12.555 | 0
4855 | 0 | 2.113 | 0 | 18.637 | 19.316 | 19.712 | 0
4856 | 0 | 6.412 | 0 | 18.543 | 0 | 23.707 | 0
4857 | 0 | 23.248 | 0 | 0 | 0 | 18.978 | 3.108
4858 | 0 | 41.184 | 5.907 | 0 | 5.671 | 12.708 | 20.805
4859 | 0 | 53.273 | 19.517 | 0 | 24.407 | 11.953 | 20.115
4860 | 0 | 56.313 | 43.719 | 0 | 66.377 | 11.965 | 0
4861 | 0 | 57.222 | 43.52 | 0 | 108.156 | 13.017 | 0
4862 | 0 | 57.035 | 43.323 | 0 | 149.747 | 13.026 | 0
4863 | 0 | 50.277 | 33.405 | 0 | 181.815 | 16.029 | 0
4864 | 0 | 34.114 | 12.701 | 0 | 194.008 | 20.343 | 0
4865 | 0 | 24.494 | 0 | 1.356 | 192.596 | 24.558 | 0
4866 | 0 | 7.583 | 0 | 26.365 | 165.132 | 32.251 | 0
4867 | 0 | 0.545 | 0 | 30.901 | 132.944 | 29.874 | 0
4868 | 0 | 0 | 0 | 20.408 | 111.686 | 19.388 | 0
4869 | 0 | 0 | 0 | 13.353 | 97.776 | 12.685 | 0
4870 | 0 | 0 | 0 | 6.493 | 91.013 | 6.168 | 0
4871 | 0 | 0 | 0 | 4.362 | 86.469 | 4.144 | 0
4872 | 0 | 0 | 0 | 2.101 | 84.28 | 1.996 | 0
4873 | 0 | 0 | 0 | 2.358 | 81.825 | 2.24 | 0
4874 | 0 | 0 | 0 | 2.932 | 78.77 | 2.786 | 0
4875 | 0 | 0 | 0 | 3.368 | 75.262 | 3.199 | 0
4876 | 0 | 0 | 0 | 3.601 | 71.512 | 3.421 | 0
4877 | 0 | 0 | 0 | 6.122 | 65.135 | 5.816 | 0
4878 | 0 | 0 | 0 | 13.749 | 50.813 | 13.062 | 0
4879 | 0.299 | 2.412 | 0 | 23.49 | 26.344 | 24.906 | 0
4880 | 3.047 | 6.43 | 0 | 21.612 | 3.832 | 29.686 | 0
4881 | 0 | 23.587 | 0 | 3.679 | 0 | 25.903 | 0
4882 | 0 | 39.578 | 4.301 | 0 | 4.129 | 12.313 | 21.2
4883 | 0 | 53.923 | 18.646 | 0 | 22.029 | 8.12 | 25.393
4884 | 0 | 60.094 | 24.817 | 0 | 45.853 | 7.478 | 26.035
4885 | 0 | 64.349 | 32.434 | 0 | 76.989 | 7.839 | 22.48
4886 | 0 | 62.437 | 53.303 | 0 | 128.16 | 8.678 | 0
4887 | 0 | 54.856 | 42.496 | 0 | 168.956 | 11.742 | 0
4888 | 0 | 41.797 | 26.096 | 0 | 194.008 | 14.916 | 0
4889 | 0 | 25.257 | 0 | 0.677 | 193.302 | 24.638 | 0
4890 | 1.608 | 7.84 | 0 | 27.437 | 164.722 | 35.122 | 0
4891 | 3.047 | 0.455 | 0 | 34.822 | 128.449 | 37.887 | 0
4892 | 0 | 0 | 0 | 31.337 | 95.806 | 29.77 | 0
4893 | 0 | 0 | 0 | 16.933 | 78.167 | 16.087 | 0
4894 | 0 | 0 | 0 | 6.714 | 71.173 | 6.378 | 0
4895 | 0 | 0 | 0 | 2.394 | 68.679 | 2.275 | 0
4896 | 0 | 0 | 0 | 2.142 | 66.448 | 2.035 | 0
4897 | 1.696 | 0 | 0 | 0.718 | 65.7 | 2.378 | 0
4898 | 0 | 0 | 0 | 2.44 | 63.158 | 2.318 | 0
4899 | 2.917 | 0 | 0 | 0 | 63.158 | 2.917 | 0
4900 | 3.047 | 0 | 0 | 1.519 | 61.576 | 4.489 | 0
4901 | 3.047 | 0 | 0 | 3.536 | 57.893 | 6.406 | 0
4902 | 3.047 | 0 | 0 | 10.563 | 46.89 | 13.082 | 0
4903 | 3.047 | 2.226 | 0 | 24.446 | 21.425 | 28.385 | 0
4904 | 3.047 | 6.424 | 0 | 20.568 | 0 | 28.689 | 0
4905 | 2.224 | 23.527 | 0 | 0 | 0 | 24.574 | 0
4906 | 0 | 41.339 | 6.062 | 0 | 5.82 | 14.61 | 18.903
4907 | 0 | 53.217 | 17.94 | 0 | 23.042 | 7.899 | 25.614
4908 | 0 | 59.881 | 24.604 | 0 | 46.662 | 7.044 | 26.469
4909 | 0 | 62.945 | 54.951 | 0 | 99.415 | 7.594 | 0
4910 | 0 | 59.294 | 28.589 | 0 | 126.86 | 7.935 | 21.235
4911 | 0 | 53.419 | 42.578 | 0 | 167.735 | 10.299 | 0
4912 | 0 | 41.203 | 24.749 | 0 | 191.494 | 15.631 | 0
4913 | 0 | 24.607 | 2.618 | 0 | 194.008 | 20.889 | 0
4914 | 0 | 6.965 | 0 | 25.974 | 166.952 | 31.292 | 0
4915 | 2.204 | 0.454 | 0 | 34.824 | 130.677 | 35.717 | 0
4916 | 0 | 0 | 0 | 30.586 | 98.817 | 29.057 | 0
4917 | 0 | 0 | 0 | 20.143 | 77.834 | 19.136 | 0
4918 | 0 | 0 | 0 | 10.175 | 67.236 | 9.666 | 0
4919 | 0 | 0 | 0 | 3.269 | 63.831 | 3.105 | 0
4920 | 0 | 0 | 0 | 2.363 | 61.369 | 2.245 | 0
4921 | 0 | 0 | 0 | 2.408 | 58.861 | 2.288 | 0
4922 | 0.312 | 0 | 0 | 2.214 | 56.554 | 2.416 | 0
4923 | 3.047 | 0 | 0 | 0.15 | 56.397 | 3.19 | 0
4924 | 3.047 | 0 | 0 | 1.178 | 55.17 | 4.166 | 0
4925 | 0 | 0 | 0 | 6.95 | 47.93 | 6.603 | 0
4926 | 3.047 | 0 | 0 | 8.872 | 38.689 | 11.475 | 0
4927 | 3.047 | 3.436 | 0 | 18.595 | 19.319 | 23.976 | 0
4928 | 3.047 | 7.665 | 0 | 18.546 | 0 | 27.947 | 0
4929 | 0 | 23.498 | 0 | 0 | 0 | 20.941 | 1.382
4930 | 0 | 38.168 | 2.891 | 0 | 2.775 | 11.198 | 22.316
4931 | 0 | 44.861 | 9.584 | 0 | 11.976 | 7.154 | 26.359
4932 | 0 | 56.008 | 20.731 | 0 | 31.877 | 6.18 | 27.333
4933 | 0 | 63.22 | 46.54 | 0 | 76.555 | 8.119 | 7.727
4934 | 0 | 59.596 | 48.606 | 0 | 123.216 | 10.441 | 0
4935 | 0 | 53.229 | 41.592 | 0 | 163.145 | 11.055 | 0
4936 | 0 | 41.7 | 28.341 | 0 | 190.352 | 12.692 | 0
4937 | 0 | 25.432 | 3.809 | 0 | 194.008 | 20.542 | 0
4938 | 0 | 7.799 | 0 | 21.386 | 171.731 | 27.726 | 0
4939 | 1.465 | 0.531 | 0 | 34.746 | 135.536 | 34.978 | 0
4940 | 0 | 0 | 0 | 29.597 | 104.706 | 28.117 | 0
4941 | 0 | 0 | 0 | 18.218 | 85.729 | 17.307 | 0
4942 | 0 | 0 | 0 | 7.841 | 77.561 | 7.449 | 0
4943 | 0 | 0 | 0 | 2.426 | 75.034 | 2.304 | 0
4944 | 0 | 0 | 0 | 2.095 | 72.852 | 1.99 | 0
4945 | 0 | 0 | 0 | 2.432 | 70.318 | 2.311 | 0
4946 | 0 | 0 | 0 | 2.594 | 67.616 | 2.464 | 0
4947 | 0 | 0 | 0 | 2.686 | 64.818 | 2.552 | 0
4948 | 0 | 0 | 0 | 4.036 | 60.613 | 3.835 | 0
4949 | 0 | 0 | 0 | 6.119 | 54.239 | 5.813 | 0
4950 | 0 | 0 | 0 | 11.944 | 41.798 | 11.347 | 0
4951 | 0 | 3.16 | 0 | 22.187 | 18.686 | 24.08 | 0
4952 | 2.796 | 8.707 | 0 | 17.939 | 0 | 28.109 | 0
4953 | 0 | 24.081 | 0 | 0 | 0 | 20.634 | 2.242
4954 | 0 | 41.707 | 6.429 | 0 | 6.172 | 10.009 | 23.505
4955 | 0 | 54.177 | 18.9 | 0 | 24.316 | 8.195 | 25.319
4956 | 0 | 62.152 | 26.874 | 0 | 50.116 | 7.418 | 26.096
4957 | 0 | 65.306 | 40.657 | 0 | 89.146 | 7.251 | 16.166
4958 | 0 | 60.633 | 51.432 | 0 | 138.521 | 8.741 | 0
4959 | 0 | 47.809 | 37.153 | 0 | 174.188 | 10.123 | 0
4960 | 0 | 36.661 | 20.645 | 0 | 194.008 | 15.215 | 0
4961 | 0 | 18.816 | 0 | 3.568 | 190.291 | 21.265 | 0
4962 | 1.667 | 6.844 | 0 | 22.029 | 167.343 | 29.096 | 0
4963 | 3.047 | 0.409 | 0 | 31.145 | 134.901 | 33.024 | 0
4964 | 0 | 0 | 0 | 27.28 | 106.484 | 25.916 | 0
4965 | 3.047 | 0 | 0 | 14.985 | 90.875 | 17.282 | 0
4966 | 3.047 | 0 | 0 | 4.608 | 86.076 | 7.424 | 0
4967 | 2.363 | 0 | 0 | 0 | 86.076 | 2.363 | 0
4968 | 2.086 | 0 | 0 | 0 | 86.076 | 2.086 | 0
4969 | 2.37 | 0 | 0 | 0 | 86.076 | 2.37 | 0
4970 | 2.483 | 0 | 0 | 0 | 86.076 | 2.483 | 0
4971 | 2.513 | 0 | 0 | 0 | 86.076 | 2.513 | 0
4972 | 3.047 | 0 | 0 | 0.884 | 85.155 | 3.886 | 0
4973 | 3.047 | 0 | 0 | 3.184 | 81.838 | 6.071 | 0
4974 | 3.047 | 0 | 0 | 10.347 | 71.06 | 12.877 | 0
4975 | 3.047 | 2.434 | 0 | 20.343 | 49.87 | 24.685 | 0
4976 | 3.047 | 10.74 | 0 | 16.102 | 33.097 | 28.546 | 0
4977 | 2.571 | 20.725 | 0 | 0 | 33.097 | 22.259 | 0
4978 | 0 | 22.488 | 7.268 | 0 | 40.074 | 14.459 | 0
4979 | 0 | 30.627 | 22.433 | 0 | 61.609 | 7.784 | 0
4980 | 0 | 44.11 | 36.73 | 0 | 96.87 | 7.011 | 0
4981 | 0 | 33.462 | 23.618 | 0 | 119.543 | 9.353 | 0
4982 | 0 | 27.574 | 19.166 | 0 | 137.942 | 7.987 | 0
4983 | 0 | 26.78 | 14.472 | 0 | 151.835 | 11.693 | 0
4984 | 0 | 20.266 | 2.448 | 0 | 154.186 | 16.927 | 0
4985 | 3.047 | 15.093 | 0 | 3.931 | 150.091 | 21.12 | 0
4986 | 3.047 | 5.244 | 0 | 22.885 | 126.252 | 29.769 | 0
4987 | 3.047 | 0.39 | 0 | 31.852 | 93.073 | 33.677 | 0
4988 | 3.047 | 0 | 0 | 28.111 | 63.79 | 29.752 | 0
4989 | 3.047 | 0 | 0 | 16.761 | 46.331 | 18.969 | 0
4990 | 3.047 | 0 | 0 | 5.984 | 40.098 | 8.732 | 0
4991 | 2.681 | 0 | 0 | 0 | 40.098 | 2.681 | 0
4992 | 2.557 | 0 | 0 | 0 | 40.098 | 2.557 | 0
4993 | 2.479 | 0 | 0 | 0 | 40.098 | 2.479 | 0
4994 | 2.451 | 0 | 0 | 0 | 40.098 | 2.451 | 0
4995 | 3.047 | 0 | 0 | 0.359 | 39.724 | 3.388 | 0
4996 | 3.047 | 0 | 0 | 1.645 | 38.011 | 4.609 | 0
4997 | 3.047 | 0 | 0 | 3.998 | 33.846 | 6.845 | 0
4998 | 3.047 | 0 | 0 | 8.678 | 24.807 | 11.291 | 0
4999 | 3.047 | 2.268 | 0 | 12.825 | 11.447 | 17.385 | 0
5000 | 3.047 | 10.386 | 0 | 10.99 | 0 | 23.354 | 0
5001 | 0 | 23.597 | 0 | 0 | 0 | 18.899 | 3.518
5002 | 0 | 34.32 | 0 | 0 | 0 | 16.717 | 15.887
5003 | 0 | 43.114 | 7.837 | 0 | 7.523 | 14.999 | 18.515
5004 | 0 | 55.25 | 34.881 | 0 | 41.01 | 12.15 | 7.2
5005 | 0 | 50.798 | 38.9 | 0 | 78.353 | 11.303 | 0
5006 | 0 | 49.177 | 36.599 | 0 | 113.489 | 11.949 | 0
5007 | 0 | 47.502 | 30.551 | 0 | 142.818 | 16.103 | 0
5008 | 0 | 43.654 | 21.288 | 0 | 163.254 | 21.248 | 0
5009 | 0 | 23.352 | 0 | 2.79 | 160.348 | 24.835 | 0
5010 | 0 | 7.516 | 0 | 19.965 | 139.551 | 26.107 | 0
5011 | 0 | 0.326 | 0 | 25.268 | 113.23 | 24.315 | 0
5012 | 0 | 0 | 0 | 19.863 | 92.54 | 18.869 | 0
5013 | 0 | 0 | 0 | 13.37 | 78.613 | 12.702 | 0
5014 | 0 | 0 | 0 | 7.255 | 71.055 | 6.892 | 0
5015 | 0 | 0 | 0 | 4.582 | 66.282 | 4.353 | 0
5016 | 0 | 0 | 0 | 2.526 | 63.651 | 2.399 | 0
5017 | 0 | 0 | 0 | 2.719 | 60.819 | 2.583 | 0
5018 | 0 | 0 | 0 | 2.693 | 58.014 | 2.558 | 0
5019 | 0 | 0 | 0 | 3.491 | 54.377 | 3.317 | 0
5020 | 0 | 0 | 0 | 4.887 | 49.286 | 4.643 | 0
5021 | 0 | 0 | 0 | 7.304 | 41.678 | 6.939 | 0
5022 | 0 | 0 | 0 | 11.711 | 29.479 | 11.126 | 0
5023 | 0 | 2.233 | 0 | 15.993 | 12.82 | 17.314 | 0
5024 | 0 | 11.423 | 0 | 12.307 | 0 | 22.544 | 0
5025 | 0 | 24.708 | 0 | 0 | 0 | 20.435 | 3.038
5026 | 0 | 38.7 | 3.422 | 0 | 3.286 | 17.437 | 16.076
5027 | 0 | 52.801 | 17.524 | 0 | 20.109 | 13.831 | 19.682
5028 | 0 | 61.854 | 26.577 | 0 | 45.623 | 11.515 | 21.998
5029 | 0 | 64.063 | 48.138 | 0 | 91.835 | 14.335 | 0.793
5030 | 0 | 61.462 | 46.004 | 0 | 135.999 | 14.685 | 0
5031 | 0 | 52.678 | 34.439 | 0 | 169.061 | 17.327 | 0
5032 | 0 | 42.808 | 24.125 | 0 | 192.221 | 17.749 | 0
5033 | 0 | 26.278 | 1.862 | 0 | 194.008 | 23.195 | 0
5034 | 3.047 | 6.514 | 0 | 19.351 | 173.85 | 27.618 | 0
5035 | 3.047 | 0.324 | 0 | 24.557 | 148.27 | 26.684 | 0
5036 | 3.047 | 0 | 0 | 18.027 | 129.492 | 20.173 | 0
5037 | 3.047 | 0 | 0 | 11.856 | 117.142 | 14.31 | 0
5038 | 3.047 | 0 | 0 | 4.544 | 112.409 | 7.363 | 0
5039 | 3.047 | 0 | 0 | 0.202 | 112.198 | 3.239 | 0
5040 | 1.737 | 0 | 0 | 0 | 112.198 | 1.737 | 0
5041 | 2.244 | 0 | 0 | 0 | 112.198 | 2.244 | 0
5042 | 2.454 | 0 | 0 | 0 | 112.198 | 2.454 | 0
5043 | 2.604 | 0 | 0 | 0 | 112.198 | 2.604 | 0
5044 | 3.047 | 0 | 0 | 0.401 | 111.78 | 3.428 | 0
5045 | 3.047 | 0 | 0 | 3.321 | 108.321 | 6.201 | 0
5046 | 3.047 | 0 | 0 | 10.094 | 97.807 | 12.636 | 0
5047 | 3.047 | 1.566 | 0 | 16.589 | 80.526 | 22.115 | 0
5048 | 3.047 | 9.133 | 0 | 14.969 | 64.934 | 25.943 | 0
5049 | 3.047 | 11.206 | 0 | 5.347 | 59.365 | 23.465 | 0
5050 | 3.047 | 10.649 | 2.085 | 0 | 61.366 | 11.182 | 0
5051 | 3.047 | 14.574 | 9.284 | 0 | 70.279 | 8.072 | 0
5052 | 3.047 | 19.778 | 15.883 | 0 | 85.526 | 6.747 | 0
5053 | 3.047 | 22.216 | 17.332 | 0 | 102.165 | 7.686 | 0
5054 | 3.047 | 21.059 | 14.958 | 0 | 116.524 | 8.842 | 0
5055 | 3.047 | 18.035 | 11.892 | 0 | 127.941 | 8.883 | 0
5056 | 3.047 | 8.32 | 0 | 1.629 | 126.244 | 15.622 | 0
5057 | 3.047 | 6.601 | 0 | 7.115 | 118.832 | 20.095 | 0
5058 | 3.047 | 4.206 | 0 | 15.193 | 103.006 | 26.845 | 0
5059 | 3.047 | 0.081 | 0 | 23.022 | 79.025 | 31.243 | 0
5060 | 3.047 | 0 | 0 | 20.399 | 57.777 | 28.032 | 0
5061 | 3.047 | 0 | 0 | 12.185 | 45.084 | 18.278 | 0
5062 | 3.047 | 0 | 0 | 3.768 | 41.159 | 8.283 | 0
5063 | 3.047 | 0 | 0 | 0.358 | 40.786 | 4.233 | 0
5064 | 2.245 | 0 | 0 | 0 | 40.786 | 2.245 | 0
5065 | 2.508 | 0 | 0 | 0 | 40.786 | 2.508 | 0
5066 | 2.585 | 0 | 0 | 0 | 40.786 | 2.585 | 0
5067 | 3.047 | 0 | 0 | 0 | 40.786 | 3.594 | 0
5068 | 3.047 | 0 | 0 | 0 | 40.786 | 3.14 | 0
5069 | 3.047 | 0 | 0 | 2.013 | 38.69 | 6.199 | 0
5070 | 3.047 | 0 | 0 | 6.677 | 31.734 | 11.738 | 0
5071 | 3.047 | 2.156 | 0 | 16.08 | 14.984 | 25.463 | 0
5072 | 3.047 | 6.991 | 0 | 14.385 | 0 | 29.192 | 0
5073 | 0 | 25.145 | 0 | 0 | 0 | 21.867 | 2.021
5074 | 0 | 42.349 | 7.072 | 0 | 6.789 | 9.735 | 23.778
5075 | 0 | 55.09 | 19.813 | 0 | 25.81 | 10.413 | 23.1
5076 | 0 | 63.67 | 37.572 | 0 | 61.878 | 8.332 | 16.461
5077 | 0 | 65.447 | 56.411 | 0 | 116.033 | 8.584 | 0
5078 | 0 | 55.238 | 44.703 | 0 | 158.947 | 10.009 | 0
5079 | 0 | 36.552 | 24.506 | 0 | 182.473 | 11.444 | 0
5080 | 0 | 26.728 | 12.016 | 0 | 194.008 | 13.977 | 0
5081 | 3.047 | 16.801 | 0 | 5.029 | 188.77 | 23.785 | 0
5082 | 3.047 | 7.831 | 0 | 23.663 | 164.12 | 32.966 | 0
5083 | 3.047 | 0.443 | 0 | 33.906 | 128.802 | 35.678 | 0
5084 | 3.047 | 0 | 0 | 26.879 | 100.803 | 28.582 | 0
5085 | 3.047 | 0 | 0 | 16.604 | 83.507 | 18.82 | 0
5086 | 3.047 | 0 | 0 | 4.454 | 78.868 | 7.278 | 0
5087 | 3.021 | 0 | 0 | 0 | 78.868 | 3.021 | 0
5088 | 1.949 | 0 | 0 | 0 | 78.868 | 1.949 | 0
5089 | 2.295 | 0 | 0 | 0 | 78.868 | 2.295 | 0
5090 | 2.439 | 0 | 0 | 0 | 78.868 | 2.439 | 0
5091 | 2.549 | 0 | 0 | 0 | 78.868 | 2.549 | 0
5092 | 3.047 | 0 | 0 | 0.524 | 78.321 | 3.545 | 0
5093 | 3.047 | 0 | 0 | 4.349 | 73.792 | 7.178 | 0
5094 | 3.047 | 0 | 0 | 11.28 | 62.042 | 13.762 | 0
5095 | 3.047 | 3.07 | 0 | 16.693 | 44.653 | 21.822 | 0
5096 | 3.047 | 9.435 | 0 | 16.638 | 27.321 | 27.816 | 0
5097 | 3.047 | 22.519 | 2.374 | 0 | 29.601 | 22.184 | 0
5098 | 3.047 | 32.129 | 21.415 | 0 | 50.16 | 13.224 | 0
5099 | 3.047 | 35.228 | 31.386 | 0 | 80.291 | 6.696 | 0
5100 | 3.047 | 36.158 | 32.933 | 0 | 111.906 | 6.11 | 0
5101 | 3.047 | 34.545 | 30.149 | 0 | 140.849 | 7.222 | 0
5102 | 3.047 | 25.705 | 18.805 | 0 | 158.902 | 9.602 | 0
5103 | 3.047 | 16.149 | 7.961 | 0 | 166.545 | 10.825 | 0
5104 | 3.047 | 12.053 | 0.238 | 0 | 166.773 | 14.271 | 0
5105 | 3.047 | 7.24 | 0 | 11.107 | 155.203 | 20.477 | 0
5106 | 3.047 | 4.462 | 0 | 24.864 | 129.303 | 30.907 | 0
5107 | 3.047 | 0.418 | 0 | 27.054 | 101.121 | 33.892 | 0
5108 | 3.047 | 0 | 0 | 28.572 | 71.359 | 30.19 | 0
5109 | 3.047 | 0 | 0 | 14.855 | 55.885 | 17.159 | 0
5110 | 3.047 | 0 | 0 | 4.32 | 51.385 | 7.15 | 0
5111 | 2.382 | 0 | 0 | 0 | 51.385 | 2.382 | 0
5112 | 1.844 | 0 | 0 | 0 | 51.385 | 1.844 | 0
5113 | 2.215 | 0 | 0 | 0 | 51.385 | 2.215 | 0
5114 | 2.717 | 0 | 0 | 0 | 51.385 | 2.717 | 0
5115 | 2.541 | 0 | 0 | 0 | 51.385 | 2.541 | 0
5116 | 3.047 | 0 | 0 | 1.634 | 49.683 | 5.749 | 0
5117 | 3.047 | 0 | 0 | 1.303 | 48.326 | 5.356 | 0
5118 | 3.047 | 0 | 0 | 7.819 | 40.181 | 13.094 | 0
5119 | 3.047 | 0.323 | 0 | 15.576 | 23.956 | 22.688 | 0
5120 | 3.047 | 7.477 | 0 | 11.777 | 11.688 | 26.673 | 0
5121 | 3.047 | 15.176 | 0 | 0 | 11.688 | 21.055 | 0
5122 | 3.047 | 23.036 | 13.239 | 0 | 24.398 | 12.353 | 0
5123 | 3.047 | 20.585 | 16.339 | 0 | 40.083 | 7.081 | 0
5124 | 3.047 | 22.686 | 16.941 | 0 | 56.347 | 8.504 | 0
5125 | 3.047 | 35.635 | 31.27 | 0 | 86.366 | 7.193 | 0
5126 | 3.047 | 27.56 | 21.715 | 0 | 107.213 | 8.599 | 0
5127 | 3.047 | 22.733 | 11.903 | 0 | 118.64 | 13.335 | 0
5128 | 3.047 | 22.843 | 7.489 | 0 | 125.83 | 17.633 | 0
5129 | 3.047 | 14.43 | 0 | 0.419 | 125.393 | 21.441 | 0
5130 | 3.047 | 6.253 | 0 | 17.561 | 107.1 | 32.088 | 0
5131 | 3.047 | 0.376 | 0 | 25.632 | 80.4 | 34.693 | 0
5132 | 3.047 | 0 | 0 | 19.88 | 59.692 | 27.416 | 0
5133 | 3.047 | 0 | 0 | 11.5 | 47.713 | 17.465 | 0
5134 | 3.047 | 0 | 0 | 3.277 | 44.299 | 7.7 | 0
5135 | 2.754 | 0 | 0 | 0 | 44.299 | 2.754 | 0
5136 | 2.012 | 0 | 0 | 0 | 44.299 | 2.012 | 0
5137 | 2.431 | 0 | 0 | 0 | 44.299 | 2.431 | 0
5138 | 3.047 | 0 | 0 | 0 | 44.299 | 3.202 | 0
5139 | 3.047 | 0 | 0 | 0 | 44.299 | 3.431 | 0
5140 | 3.047 | 0 | 0 | 0 | 44.299 | 3.366 | 0
5141 | 3.047 | 0 | 0 | 1.843 | 42.379 | 5.997 | 0
5142 | 3.047 | 0 | 0 | 7.954 | 34.094 | 13.254 | 0
5143 | 3.047 | 2.163 | 0 | 15.448 | 18.003 | 24.721 | 0
5144 | 3.047 | 8.634 | 0 | 15.712 | 1.636 | 32.719 | 0
5145 | 3.047 | 19.247 | 0 | 1.571 | 0 | 28.529 | 0
5146 | 0 | 29.635 | 0 | 0 | 0 | 14.323 | 13.831
5147 | 0 | 38.125 | 24.249 | 0 | 23.279 | 8.609 | 4.574
5148 | 0 | 44.966 | 37.269 | 0 | 59.057 | 7.312 | 0
5149 | 0 | 48.573 | 40.654 | 0 | 98.084 | 7.523 | 0
5150 | 0 | 57.056 | 48.018 | 0 | 144.182 | 8.586 | 0
5151 | 0 | 48.006 | 35.65 | 0 | 178.406 | 11.738 | 0
5152 | 0 | 31.766 | 16.252 | 0 | 194.008 | 14.738 | 0
5153 | 0 | 18.994 | 0 | 3.792 | 190.057 | 21.647 | 0
5154 | 1.075 | 7.384 | 0 | 27.893 | 161.002 | 34.588 | 0
5155 | 3.047 | 0.377 | 0 | 34.9 | 124.648 | 37.013 | 0
5156 | 0 | 0 | 0 | 30.982 | 92.375 | 29.433 | 0
5157 | 0 | 0 | 0 | 18.013 | 73.612 | 17.112 | 0
5158 | 0 | 0 | 0 | 7.568 | 65.728 | 7.19 | 0
5159 | 0 | 0 | 0 | 3.561 | 62.019 | 3.382 | 0
5160 | 0 | 0 | 0 | 2.073 | 59.86 | 1.969 | 0
5161 | 0 | 0 | 0 | 2.736 | 57.009 | 2.6 | 0
5162 | 0 | 0 | 0 | 2.833 | 54.058 | 2.691 | 0
5163 | 0 | 0 | 0 | 2.727 | 51.218 | 2.59 | 0
5164 | 1.559 | 0 | 0 | 2.536 | 48.577 | 3.968 | 0
5165 | 3.047 | 0 | 0 | 6.259 | 42.058 | 8.992 | 0
5166 | 3.047 | 0 | 0 | 12.819 | 28.705 | 15.224 | 0
5167 | 3.047 | 1.985 | 0 | 16.058 | 11.978 | 20.188 | 0
5168 | 3.047 | 7.667 | 0 | 11.499 | 0 | 21.254 | 0
5169 | 0 | 24.761 | 0 | 0 | 0 | 18.142 | 5.38
5170 | 0 | 43.57 | 8.968 | 0 | 8.61 | 14.905 | 17.967
5171 | 0 | 53.201 | 38.863 | 0 | 45.918 | 13.621 | 0
5172 | 0 | 53.676 | 39.093 | 0 | 83.448 | 13.854 | 0
5173 | 0 | 49.793 | 37.112 | 0 | 119.075 | 12.047 | 0
5174 | 0 | 44.19 | 27.797 | 0 | 145.76 | 15.574 | 0
5175 | 0 | 40.956 | 23.184 | 0 | 168.017 | 16.884 | 0
5176 | 0 | 32.899 | 10.467 | 0 | 178.065 | 21.31 | 0
5177 | 0 | 20.714 | 0 | 6.923 | 170.853 | 26.256 | 0
5178 | 0 | 7.132 | 0 | 22.369 | 147.552 | 28.026 | 0
5179 | 0 | 0.344 | 0 | 25.649 | 120.835 | 24.693 | 0
5180 | 0 | 0 | 0 | 21.615 | 98.32 | 20.534 | 0
5181 | 0 | 0 | 0 | 13.248 | 84.52 | 12.585 | 0
5182 | 0 | 0 | 0 | 6.564 | 77.683 | 6.236 | 0
5183 | 0 | 0 | 0 | 3.991 | 73.525 | 3.791 | 0
5184 | 0 | 0 | 0 | 1.954 | 71.49 | 1.856 | 0
5185 | 0 | 0 | 0 | 2.714 | 68.663 | 2.578 | 0
5186 | 0 | 0 | 0 | 3.692 | 64.817 | 3.508 | 0
5187 | 0 | 0 | 0 | 2.586 | 62.123 | 2.457 | 0
5188 | 0 | 0 | 0 | 3.137 | 58.856 | 2.98 | 0
5189 | 0 | 0 | 0 | 6.216 | 52.38 | 5.906 | 0
5190 | 0 | 0 | 0 | 14.545 | 37.229 | 13.818 | 0
5191 | 0 | 1.796 | 0 | 17.642 | 18.851 | 18.466 | 0
5192 | 0 | 8.262 | 0 | 16.34 | 1.831 | 23.372 | 0
5193 | 0 | 20.206 | 0 | 1.758 | 0 | 20.865 | 0
5194 | 0 | 36.817 | 1.54 | 0 | 1.478 | 18.227 | 15.286
5195 | 0 | 48.4 | 21.058 | 0 | 21.695 | 13.497 | 12.478
5196 | 0 | 55.905 | 40.759 | 0 | 60.823 | 14.389 | 0
5197 | 0 | 54.599 | 40.629 | 0 | 99.827 | 13.271 | 0
5198 | 0 | 57.96 | 41.841 | 0 | 139.994 | 15.314 | 0
5199 | 0 | 49.573 | 32.436 | 0 | 171.133 | 16.28 | 0
5200 | 0 | 38.742 | 17.014 | 0 | 187.466 | 20.642 | 0
5201 | 0 | 25.887 | 1.046 | 0 | 188.47 | 23.6 | 0
5202 | 0 | 8.416 | 0 | 18.759 | 168.929 | 25.816 | 0
5203 | 0 | 0.408 | 0 | 26.772 | 141.042 | 25.821 | 0
5204 | 0 | 0 | 0 | 24.045 | 115.995 | 22.843 | 0
5205 | 0 | 0 | 0 | 13.627 | 101.8 | 12.946 | 0
5206 | 0 | 0 | 0 | 6.939 | 94.572 | 6.592 | 0
5207 | 0 | 0 | 0 | 3.055 | 91.39 | 2.902 | 0
5208 | 0 | 0 | 0 | 1.942 | 89.368 | 1.845 | 0
5209 | 0 | 0 | 0 | 3.07 | 86.17 | 2.916 | 0
5210 | 0 | 0 | 0 | 2.771 | 83.283 | 2.633 | 0
5211 | 0 | 0 | 0 | 3.169 | 79.982 | 3.01 | 0
5212 | 0 | 0 | 0 | 5.267 | 74.496 | 5.003 | 0
5213 | 0 | 0 | 0 | 7.979 | 66.185 | 7.58 | 0
5214 | 0 | 0 | 0 | 13.358 | 52.27 | 12.69 | 0
5215 | 0 | 1.693 | 0 | 22.965 | 28.347 | 23.425 | 0
5216 | 0 | 8.013 | 0 | 27.083 | 0.136 | 33.341 | 0
5217 | 0 | 25.842 | 0 | 0.13 | 0 | 24.673 | 0
5218 | 0 | 43.709 | 8.432 | 0 | 8.094 | 13.785 | 19.728
5219 | 0 | 55.152 | 19.875 | 0 | 27.174 | 8.463 | 25.05
5220 | 0 | 63.433 | 28.155 | 0 | 54.204 | 8.142 | 25.371
5221 | 0 | 65.512 | 30.234 | 0 | 83.229 | 8.074 | 25.44
5222 | 0 | 63.154 | 41.868 | 0 | 123.422 | 10.003 | 10.219
5223 | 0 | 55.851 | 43.194 | 0 | 164.889 | 12.024 | 0
5224 | 0 | 41.941 | 25.209 | 0 | 189.089 | 15.896 | 0
5225 | 0 | 27.385 | 5.123 | 0 | 194.008 | 21.148 | 0
5226 | 0 | 7.291 | 0 | 24.521 | 168.465 | 30.222 | 0
5227 | 0.521 | 0.362 | 0 | 34.915 | 132.095 | 34.034 | 0
5228 | 0 | 0 | 0 | 29.57 | 101.293 | 28.091 | 0
5229 | 0 | 0 | 0 | 17.74 | 82.813 | 16.853 | 0
5230 | 0 | 0 | 0 | 6.934 | 75.591 | 6.587 | 0
5231 | 0 | 0 | 0 | 2.996 | 72.47 | 2.846 | 0
5232 | 0 | 0 | 0 | 2.125 | 70.256 | 2.019 | 0
5233 | 0 | 0 | 0 | 2.579 | 67.57 | 2.45 | 0
5234 | 0 | 0 | 0 | 2.866 | 64.584 | 2.723 | 0
5235 | 0 | 0 | 0 | 3.97 | 60.449 | 3.771 | 0
5236 | 0 | 0 | 0 | 3.584 | 56.716 | 3.404 | 0
5237 | 1.445 | 0 | 0 | 4.253 | 52.286 | 5.485 | 0
5238 | 3.047 | 0 | 0 | 10.382 | 41.47 | 12.91 | 0
5239 | 3.047 | 2.499 | 0 | 19.902 | 20.739 | 24.328 | 0
5240 | 3.047 | 8.92 | 0 | 19.91 | 0 | 30.434 | 0
5241 | 0 | 25.836 | 0 | 0 | 0 | 24.531 | 0.013
5242 | 0 | 43.216 | 7.939 | 0 | 7.622 | 13.067 | 20.446
5243 | 0 | 54.189 | 18.912 | 0 | 25.777 | 8.141 | 25.373
5244 | 0 | 60.079 | 24.802 | 0 | 49.587 | 6.414 | 27.099
5245 | 0 | 61.953 | 37.244 | 0 | 85.342 | 8.014 | 15.459
5246 | 0 | 61.166 | 51.199 | 0 | 134.493 | 9.468 | 0
5247 | 0 | 50.734 | 39.208 | 0 | 172.133 | 10.95 | 0
5248 | 0 | 38.028 | 22.786 | 0 | 194.008 | 14.48 | 0
5249 | 3.047 | 19.432 | 0 | 1.206 | 192.752 | 22.652 | 0
5250 | 3.047 | 6.974 | 0 | 24.634 | 167.092 | 33.074 | 0
5251 | 3.047 | 0.365 | 0 | 34.912 | 130.725 | 37.794 | 0
5252 | 3.047 | 0 | 0 | 28.831 | 100.693 | 30.436 | 0
5253 | 3.047 | 0 | 0 | 15.993 | 84.034 | 18.24 | 0
5254 | 3.047 | 0 | 0 | 4.935 | 78.894 | 7.735 | 0
5255 | 3.047 | 0 | 0 | 1.081 | 77.768 | 4.074 | 0
5256 | 2.217 | 0 | 0 | 0 | 77.768 | 2.217 | 0
5257 | 2.279 | 0 | 0 | 0 | 77.768 | 2.279 | 0
5258 | 2.948 | 0 | 0 | 0 | 77.768 | 2.948 | 0
5259 | 3.047 | 0 | 0 | 0.069 | 77.696 | 3.112 | 0
5260 | 3.047 | 0 | 0 | 1.197 | 76.449 | 4.184 | 0
5261 | 3.047 | 0 | 0 | 2.976 | 73.349 | 5.874 | 0
5262 | 3.047 | 0 | 0 | 10.296 | 62.624 | 12.828 | 0
5263 | 3.047 | 1.956 | 0 | 22.015 | 39.692 | 25.819 | 0
5264 | 3.047 | 9.576 | 0 | 19.153 | 19.742 | 30.339 | 0
5265 | 3.047 | 14.362 | 0 | 9.341 | 10.011 | 25.565 | 0
5266 | 0 | 17.611 | 1.677 | 0 | 11.621 | 15.138 | 0
5267 | 0 | 30.563 | 22.45 | 0 | 33.173 | 7.708 | 0
5268 | 0 | 38.997 | 32.359 | 0 | 64.237 | 6.306 | 0
5269 | 0 | 34.476 | 26.758 | 0 | 89.924 | 7.332 | 0
5270 | 0 | 38.193 | 28.284 | 0 | 117.077 | 9.414 | 0
5271 | 0 | 34.386 | 21.711 | 0 | 137.919 | 12.041 | 0
5272 | 0.731 | 35.953 | 19.295 | 0 | 156.442 | 16.556 | 0
5273 | 3.047 | 22.951 | 5.615 | 0 | 161.832 | 19.516 | 0
5274 | 3.047 | 8.346 | 0 | 21.198 | 139.75 | 31.114 | 0
5275 | 3.047 | 0.418 | 0 | 32.297 | 106.108 | 34.126 | 0
5276 | 3.047 | 0 | 0 | 24.63 | 80.452 | 26.445 | 0
5277 | 3.047 | 0 | 0 | 14.263 | 65.594 | 16.597 | 0
5278 | 3.047 | 0 | 0 | 4.437 | 60.972 | 7.262 | 0
5279 | 3.047 | 0 | 0 | 0.287 | 60.674 | 3.319 | 0
5280 | 2.323 | 0 | 0 | 0 | 60.674 | 2.323 | 0
5281 | 2.428 | 0 | 0 | 0 | 60.674 | 2.428 | 0
5282 | 2.357 | 0 | 0 | 0 | 60.674 | 2.357 | 0
5283 | 3.047 | 0 | 0 | 0.233 | 60.431 | 3.268 | 0
5284 | 3.047 | 0 | 0 | 0.473 | 59.939 | 3.496 | 0
5285 | 3.047 | 0 | 0 | 3.073 | 56.737 | 5.966 | 0
5286 | 3.047 | 0 | 0 | 9.918 | 46.406 | 12.469 | 0
5287 | 3.047 | 1.84 | 0 | 20.985 | 24.546 | 24.73 | 0
5288 | 3.047 | 7.752 | 0 | 23.564 | 0 | 32.797 | 0
5289 | 0 | 25.806 | 0 | 0 | 0 | 24.437 | 0.078
5290 | 0 | 43.82 | 8.543 | 0 | 8.201 | 13.395 | 20.119
5291 | 0 | 56.643 | 21.366 | 0 | 28.712 | 7.926 | 25.588
5292 | 0 | 63.332 | 28.055 | 0 | 55.645 | 7.314 | 26.199
5293 | 0 | 61.891 | 32.39 | 0 | 86.74 | 7.833 | 20.192
5294 | 0 | 53.629 | 44.393 | 0 | 129.357 | 8.774 | 0
5295 | 0 | 51.258 | 41.995 | 0 | 169.673 | 8.8 | 0
5296 | 0 | 38.201 | 24.36 | 0 | 193.058 | 13.149 | 0
5297 | 0 | 22.593 | 0.989 | 0 | 194.008 | 20.523 | 0
5298 | 0 | 7.901 | 0 | 24.764 | 168.212 | 31.031 | 0
5299 | 3.047 | 0.384 | 0 | 28.643 | 138.376 | 30.622 | 0
5300 | 0 | 0 | 0 | 29.285 | 107.871 | 27.821 | 0
5301 | 0 | 0 | 0 | 17.766 | 89.364 | 16.878 | 0
5302 | 0 | 0 | 0 | 9.432 | 79.539 | 8.96 | 0
5303 | 0 | 0 | 0 | 3.224 | 76.181 | 3.063 | 0
5304 | 0 | 0 | 0 | 2.319 | 73.766 | 2.203 | 0
5305 | 0 | 0 | 0 | 2.646 | 71.01 | 2.514 | 0
5306 | 0 | 0 | 0 | 2.839 | 68.052 | 2.698 | 0
5307 | 0 | 0 | 0 | 2.902 | 65.03 | 2.756 | 0
5308 | 1.313 | 0 | 0 | 1.914 | 63.036 | 3.131 | 0
5309 | 3.047 | 0 | 0 | 4.136 | 58.728 | 6.976 | 0
5310 | 3.047 | 0 | 0 | 11.475 | 46.774 | 13.948 | 0
5311 | 3.047 | 2.871 | 0 | 24.053 | 21.72 | 28.624 | 0
5312 | 3.047 | 8.329 | 0 | 20.851 | 0 | 30.768 | 0
5313 | 0 | 26.079 | 0 | 0 | 0 | 21.204 | 3.571
5314 | 0 | 43.415 | 8.138 | 0 | 7.813 | 12.785 | 20.728
5315 | 0 | 53.899 | 18.622 | 0 | 25.69 | 7.236 | 26.277
5316 | 0 | 60.838 | 25.561 | 0 | 50.228 | 5.995 | 27.518
5317 | 0 | 61.92 | 39.971 | 0 | 88.6 | 9.306 | 11.546
5318 | 0 | 56.594 | 47.254 | 0 | 133.964 | 8.874 | 0
5319 | 0 | 48.395 | 36.939 | 0 | 169.426 | 10.883 | 0
5320 | 0 | 39.174 | 22.745 | 0 | 191.261 | 15.608 | 0
5321 | 0 | 24.704 | 2.862 | 0 | 194.008 | 20.75 | 0
5322 | 0 | 7.327 | 0 | 24.132 | 168.87 | 29.887 | 0
5323 | 1.588 | 0.339 | 0 | 34.938 | 132.476 | 35.102 | 0
5324 | 0 | 0 | 0 | 29.235 | 102.024 | 27.773 | 0
5325 | 0 | 0 | 0 | 17.596 | 83.694 | 16.716 | 0
5326 | 0 | 0 | 0 | 6.342 | 77.088 | 6.025 | 0
5327 | 0 | 0 | 0 | 3.863 | 73.065 | 3.669 | 0
5328 | 0 | 0 | 0 | 2.239 | 70.732 | 2.127 | 0
5329 | 0 | 0 | 0 | 2.5 | 68.128 | 2.375 | 0
5330 | 0 | 0 | 0 | 2.398 | 65.63 | 2.278 | 0
5331 | 0 | 0 | 0 | 2.626 | 62.894 | 2.495 | 0
5332 | 0 | 0 | 0 | 4.13 | 58.592 | 3.923 | 0
5333 | 1.302 | 0 | 0 | 6.371 | 51.956 | 7.354 | 0
5334 | 0 | 0 | 0 | 16.195 | 35.086 | 15.386 | 0
5335 | 3.047 | 2.331 | 0 | 16.419 | 17.983 | 20.859 | 0
5336 | 3.047 | 8.059 | 0 | 14.492 | 2.888 | 24.47 | 0
5337 | 3.047 | 14.803 | 0 | 2.756 | 0.017 | 19.728 | 0
5338 | 0 | 29.371 | 15.048 | 0 | 14.462 | 13.607 | 0
5339 | 0 | 53.99 | 40.644 | 0 | 53.48 | 12.679 | 0
5340 | 0 | 50.976 | 37.772 | 0 | 89.741 | 12.544 | 0
5341 | 0 | 39.885 | 26.265 | 0 | 114.956 | 12.938 | 0
5342 | 0 | 48.827 | 33.301 | 0 | 146.925 | 14.75 | 0
5343 | 0 | 49.679 | 30.74 | 0 | 176.436 | 17.992 | 0
5344 | 0 | 36.53 | 16.069 | 0 | 191.862 | 19.438 | 0
5345 | 0 | 26.607 | 2.235 | 0 | 194.008 | 23.153 | 0
5346 | 3.047 | 8.249 | 0 | 21.371 | 171.746 | 31.186 | 0
5347 | 3.047 | 0.357 | 0 | 29.4 | 141.121 | 31.315 | 0
5348 | 3.047 | 0 | 0 | 16.995 | 123.418 | 19.192 | 0
5349 | 3.047 | 0 | 0 | 8.063 | 115.019 | 10.707 | 0
5350 | 3.047 | 0 | 0 | 3.583 | 111.286 | 6.451 | 0
5351 | 3.047 | 0 | 0 | 0.021 | 111.264 | 3.067 | 0
5352 | 2.051 | 0 | 0 | 0 | 111.264 | 2.051 | 0
5353 | 2.579 | 0 | 0 | 0 | 111.264 | 2.579 | 0
5354 | 2.271 | 0 | 0 | 0 | 111.264 | 2.271 | 0
5355 | 2.663 | 0 | 0 | 0 | 111.264 | 2.663 | 0
5356 | 3.047 | 0 | 0 | 0.943 | 110.282 | 3.943 | 0
5357 | 3.047 | 0 | 0 | 2.651 | 107.52 | 5.565 | 0
5358 | 3.047 | 0 | 0 | 10.573 | 96.507 | 13.091 | 0
5359 | 3.047 | 1.422 | 0 | 17.124 | 78.669 | 20.666 | 0
5360 | 3.047 | 7.793 | 0 | 13.498 | 64.608 | 23.274 | 0
5361 | 3.047 | 17.624 | 0 | 2.055 | 62.468 | 21.741 | 0
5362 | 0 | 22.233 | 5.674 | 0 | 67.915 | 15.731 | 0
5363 | 0 | 20.143 | 5.931 | 0 | 73.609 | 13.501 | 0
5364 | 0.883 | 27.853 | 14.673 | 0 | 87.695 | 13.403 | 0
5365 | 3.047 | 52.404 | 40.772 | 0 | 126.836 | 14.097 | 0
5366 | 0 | 58.904 | 46.464 | 0 | 171.441 | 11.819 | 0
5367 | 3.047 | 33.9 | 23.508 | 0 | 194.008 | 12.919 | 0
5368 | 3.047 | 13.779 | 0 | 1.24 | 192.716 | 17.315 | 0
5369 | 3.047 | 12.027 | 0 | 11.762 | 180.463 | 25.647 | 0
5370 | 3.047 | 5.004 | 0 | 23.351 | 156.139 | 29.984 | 0
5371 | 3.047 | 0.151 | 0 | 24.454 | 130.667 | 26.421 | 0
5372 | 3.047 | 0 | 0 | 18.684 | 111.205 | 20.796 | 0
5373 | 3.047 | 0 | 0 | 9.072 | 101.755 | 11.665 | 0
5374 | 3.047 | 0 | 0 | 3.452 | 98.16 | 6.326 | 0
5375 | 3.047 | 0 | 0 | 0.913 | 97.208 | 3.914 | 0
5376 | 2.101 | 0 | 0 | 0 | 97.208 | 2.101 | 0
5377 | 2.527 | 0 | 0 | 0 | 97.208 | 2.527 | 0
5378 | 2.505 | 0 | 0 | 0 | 97.208 | 2.505 | 0
5379 | 2.863 | 0 | 0 | 0 | 97.208 | 2.863 | 0
5380 | 3.047 | 0 | 0 | 0.888 | 96.283 | 3.89 | 0
5381 | 3.047 | 0 | 0 | 3.451 | 92.688 | 6.325 | 0
5382 | 3.047 | 0 | 0 | 8.617 | 83.712 | 11.233 | 0
5383 | 3.047 | 2.625 | 0 | 21.884 | 60.916 | 26.33 | 0
5384 | 3.047 | 6.754 | 0 | 21.356 | 38.67 | 29.751 | 0
5385 | 3.047 | 18.264 | 0 | 1.434 | 37.176 | 26.329 | 0
5386 | 3.047 | 19.88 | 10.136 | 0 | 46.907 | 12.303 | 0
5387 | 3.047 | 18.726 | 15.067 | 0 | 61.372 | 6.523 | 0
5388 | 3.047 | 18.927 | 15.519 | 0 | 76.27 | 6.284 | 0
5389 | 3.047 | 20.038 | 14.965 | 0 | 90.637 | 7.866 | 0
5390 | 3.047 | 26.947 | 21.503 | 0 | 111.28 | 8.218 | 0
5391 | 3.047 | 35.38 | 28.781 | 0 | 138.909 | 9.315 | 0
5392 | 3.047 | 34.951 | 21.571 | 0 | 159.618 | 15.757 | 0
5393 | 3.047 | 17.791 | 0 | 0 | 159.618 | 22.298 | 0
5394 | 3.047 | 4.735 | 0 | 20.812 | 137.939 | 34.145 | 0
5395 | 3.047 | 0.17 | 0 | 26.41 | 110.429 | 35.372 | 0
5396 | 3.047 | 0 | 0 | 20.55 | 89.022 | 28.212 | 0
5397 | 3.047 | 0 | 0 | 11.865 | 76.663 | 17.898 | 0
5398 | 3.047 | 0 | 0 | 2.079 | 74.497 | 6.277 | 0
5399 | 3.047 | 0 | 0 | 0.144 | 74.348 | 3.979 | 0
5400 | 1.909 | 0 | 0 | 0 | 74.348 | 1.909 | 0
5401 | 2.868 | 0 | 0 | 0 | 74.348 | 2.868 | 0
5402 | 2.679 | 0 | 0 | 0 | 74.348 | 2.679 | 0
5403 | 3.047 | 0 | 0 | 0 | 74.348 | 3.055 | 0
5404 | 3.047 | 0 | 0 | 0 | 74.348 | 3.461 | 0
5405 | 3.047 | 0 | 0 | 3.28 | 70.931 | 7.704 | 0
5406 | 3.047 | 0 | 0 | 9.25 | 61.295 | 14.793 | 0
5407 | 3.047 | 1.503 | 0 | 19.84 | 40.629 | 29.153 | 0
5408 | 3.047 | 6.562 | 0 | 15.891 | 24.075 | 30.472 | 0
5409 | 3.047 | 20.195 | 2.581 | 0 | 26.553 | 19.781 | 0
5410 | 3.047 | 32.995 | 24.729 | 0 | 50.293 | 10.899 | 0
5411 | 3.047 | 31.482 | 26.64 | 0 | 75.867 | 7.646 | 0
5412 | 3.047 | 28.409 | 24.363 | 0 | 99.256 | 6.891 | 0
5413 | 3.047 | 27.464 | 22.62 | 0 | 120.971 | 7.648 | 0
5414 | 3.047 | 20.082 | 14.014 | 0 | 134.424 | 8.812 | 0
5415 | 3.047 | 18.354 | 8.788 | 0 | 142.861 | 12.134 | 0
5416 | 3.047 | 11.141 | 0 | 0 | 142.861 | 15.607 | 0
5417 | 3.047 | 5.958 | 0 | 8.477 | 134.031 | 20.949 | 0
5418 | 3.047 | 4.554 | 0 | 18.684 | 114.568 | 31.404 | 0
5419 | 3.047 | 0.238 | 0 | 26.377 | 87.092 | 35.414 | 0
5420 | 3.047 | 0 | 0 | 20.574 | 65.661 | 28.24 | 0
5421 | 3.047 | 0 | 0 | 12.039 | 53.12 | 18.104 | 0
5422 | 3.047 | 0 | 0 | 2.289 | 50.736 | 6.527 | 0
5423 | 2.629 | 0 | 0 | 0 | 50.736 | 2.629 | 0
5424 | 2.038 | 0 | 0 | 0 | 50.736 | 2.038 | 0
5425 | 2.52 | 0 | 0 | 0 | 50.736 | 2.52 | 0
5426 | 2.794 | 0 | 0 | 0 | 50.736 | 2.794 | 0
5427 | 2.698 | 0 | 0 | 0 | 50.736 | 2.698 | 0
5428 | 3.047 | 0 | 0 | 0 | 50.736 | 3.491 | 0
5429 | 3.047 | 0 | 0 | 2.426 | 48.208 | 6.689 | 0
5430 | 3.047 | 0 | 0 | 9.058 | 38.773 | 14.565 | 0
5431 | 3.047 | 2.089 | 0 | 13.902 | 24.291 | 22.798 | 0
5432 | 3.047 | 3.675 | 0 | 15.294 | 8.36 | 26.334 | 0
5433 | 3.047 | 7.372 | 0 | 8.026 | 0 | 22.092 | 0
5434 | 0 | 17 | 4.57 | 0 | 4.387 | 11.808 | 0
5435 | 0 | 32.076 | 23.583 | 0 | 27.027 | 8.068 | 0
5436 | 0 | 41.923 | 33.622 | 0 | 59.305 | 7.886 | 0
5437 | 0 | 43.9 | 35.736 | 0 | 93.612 | 7.756 | 0
5438 | 0 | 37.812 | 30.503 | 0 | 122.894 | 6.944 | 0
5439 | 0 | 35.24 | 23.831 | 0 | 145.772 | 10.839 | 0
5440 | 0 | 26.267 | 12.018 | 0 | 157.309 | 13.537 | 0
5441 | 2.853 | 16.551 | 0 | 1.304 | 155.95 | 19.815 | 0
5442 | 3.047 | 5.616 | 0 | 21.274 | 133.79 | 28.592 | 0
5443 | 3.047 | 0.246 | 0 | 29.781 | 102.767 | 31.573 | 0
5444 | 3.047 | 0 | 0 | 25.694 | 76.003 | 27.456 | 0
5445 | 3.047 | 0 | 0 | 14.783 | 60.604 | 17.091 | 0
5446 | 3.047 | 0 | 0 | 6.65 | 53.677 | 9.364 | 0
5447 | 3.047 | 0 | 0 | 1.203 | 52.423 | 4.19 | 0
5448 | 1.795 | 0 | 0 | 0 | 52.423 | 1.795 | 0
5449 | 2.08 | 0 | 0 | 0 | 52.423 | 2.08 | 0
5450 | 2.112 | 0 | 0 | 0 | 52.423 | 2.112 | 0
5451 | 2.298 | 0 | 0 | 0 | 52.423 | 2.298 | 0
5452 | 3.047 | 0 | 0 | 0.224 | 52.19 | 3.259 | 0
5453 | 3.047 | 0 | 0 | 2.475 | 49.612 | 5.398 | 0
5454 | 3.047 | 0 | 0 | 10.077 | 39.115 | 12.62 | 0
5455 | 3.047 | 1.248 | 0 | 21.326 | 16.9 | 24.492 | 0
5456 | 3.047 | 8.929 | 0 | 16.224 | 0 | 26.943 | 0
5457 | 0 | 24.381 | 0.279 | 0 | 0.268 | 22.897 | 0
5458 | 0 | 33.656 | 20.317 | 0 | 19.773 | 12.672 | 0
5459 | 0 | 52.204 | 43.703 | 0 | 61.728 | 8.075 | 0
5460 | 0 | 48.585 | 42.097 | 0 | 102.141 | 6.164 | 0
5461 | 0 | 44.246 | 36.427 | 0 | 137.111 | 7.428 | 0
5462 | 0 | 34.647 | 24.25 | 0 | 160.391 | 9.877 | 0
5463 | 0 | 32.389 | 22.825 | 0 | 182.303 | 9.085 | 0
5464 | 0 | 22.863 | 9.564 | 0 | 191.484 | 12.634 | 0
5465 | 0 | 13.596 | 0 | 11.319 | 179.694 | 23.67 | 0
5466 | 0 | 7.092 | 0 | 27.502 | 151.046 | 32.864 | 0
5467 | 3.047 | 0.159 | 0 | 35.119 | 114.464 | 37.87 | 0
5468 | 0.06 | 0 | 0 | 30.467 | 82.727 | 29.004 | 0
5469 | 3.047 | 0 | 0 | 17.063 | 64.952 | 19.257 | 0
5470 | 3.047 | 0 | 0 | 4.62 | 60.139 | 7.436 | 0
5471 | 2.559 | 0 | 0 | 0 | 60.139 | 2.559 | 0
5472 | 1.998 | 0 | 0 | 0 | 60.139 | 1.998 | 0
5473 | 2.112 | 0 | 0 | 0 | 60.139 | 2.112 | 0
5474 | 2.527 | 0 | 0 | 0 | 60.139 | 2.527 | 0
5475 | 2.674 | 0 | 0 | 0 | 60.139 | 2.674 | 0
5476 | 3.047 | 0 | 0 | 0.707 | 59.403 | 3.718 | 0
5477 | 3.047 | 0 | 0 | 4.594 | 54.617 | 7.411 | 0
5478 | 3.047 | 0 | 0 | 11.043 | 43.115 | 13.537 | 0
5479 | 3.047 | 1.563 | 0 | 20.624 | 21.631 | 24.124 | 0
5480 | 3.047 | 9.805 | 0 | 20.766 | 0 | 32.089 | 0
5481 | 0.267 | 26.969 | 0 | 0 | 0 | 25.888 | 0
5482 | 0 | 38.348 | 22.084 | 0 | 21.201 | 15.45 | 0
5483 | 0 | 52.313 | 42.409 | 0 | 61.914 | 9.408 | 0
5484 | 0 | 56.046 | 49.226 | 0 | 109.171 | 6.479 | 0
5485 | 0 | 46.397 | 38.652 | 0 | 146.277 | 7.358 | 0
5486 | 0 | 30.729 | 21.472 | 0 | 166.89 | 8.794 | 0
5487 | 0 | 21.153 | 11.135 | 0 | 177.58 | 9.517 | 0
5488 | 0 | 20.826 | 6.195 | 0 | 183.527 | 13.9 | 0
5489 | 0 | 14.71 | 0 | 6.142 | 177.129 | 19.809 | 0
5490 | 0 | 5.066 | 0 | 28.125 | 147.831 | 31.532 | 0
5491 | 3.047 | 0.151 | 0 | 34.199 | 112.207 | 35.679 | 0
5492 | 0 | 0 | 0 | 31.238 | 79.668 | 29.676 | 0
5493 | 0 | 0 | 0 | 17.274 | 61.674 | 16.41 | 0
5494 | 0 | 0 | 0 | 6.921 | 54.465 | 6.575 | 0
5495 | 0 | 0 | 0 | 3.26 | 51.07 | 3.097 | 0
5496 | 0 | 0 | 0 | 2.02 | 48.966 | 1.919 | 0
5497 | 0 | 0 | 0 | 2.317 | 46.552 | 2.201 | 0
5498 | 0 | 0 | 0 | 2.677 | 43.763 | 2.543 | 0
5499 | 1.619 | 0 | 0 | 1.52 | 42.18 | 3.063 | 0
5500 | 3.047 | 0 | 0 | 1.537 | 40.579 | 4.507 | 0
5501 | 3.047 | 0 | 0 | 4.975 | 35.396 | 7.773 | 0
5502 | 3.047 | 0 | 0 | 10.898 | 24.044 | 13.4 | 0
5503 | 3.047 | 3.158 | 0 | 13.635 | 9.84 | 19 | 0
5504 | 3.047 | 10.661 | 0 | 9.447 | 0 | 22.149 | 0
5505 | 0 | 23.604 | 0 | 0 | 0 | 18.906 | 3.518
5506 | 0 | 29.349 | 0 | 0 | 0 | 15.066 | 12.816
5507 | 0 | 30.622 | 3.309 | 0 | 3.176 | 14.892 | 11.056
5508 | 0 | 54.802 | 40.671 | 0 | 42.221 | 13.424 | 0
5509 | 0 | 67.832 | 54.216 | 0 | 94.268 | 12.935 | 0
5510 | 0 | 63.112 | 47.696 | 0 | 140.056 | 14.645 | 0
5511 | 0 | 52.925 | 35.186 | 0 | 173.835 | 16.852 | 0
5512 | 0 | 41.522 | 21.013 | 0 | 194.008 | 19.483 | 0
5513 | 0 | 23.301 | 0 | 1.095 | 192.867 | 23.176 | 0
5514 | 0 | 7.018 | 0 | 21.087 | 170.902 | 26.7 | 0
5515 | 0 | 0.238 | 0 | 27.354 | 142.408 | 26.212 | 0
5516 | 0 | 0 | 0 | 18.549 | 123.086 | 17.622 | 0
5517 | 0 | 0 | 0 | 12.066 | 110.518 | 11.463 | 0
5518 | 0 | 0 | 0 | 6.548 | 103.697 | 6.22 | 0
5519 | 0 | 0 | 0 | 3.724 | 99.818 | 3.538 | 0
5520 | 0 | 0 | 0 | 2.702 | 97.003 | 2.567 | 0
5521 | 0 | 0 | 0 | 2.219 | 94.692 | 2.108 | 0
5522 | 0 | 0 | 0 | 2.781 | 91.794 | 2.642 | 0
5523 | 0 | 0 | 0 | 3.226 | 88.434 | 3.064 | 0
5524 | 0 | 0 | 0 | 3.194 | 85.107 | 3.034 | 0
5525 | 0 | 0 | 0 | 6.666 | 78.164 | 6.332 | 0
5526 | 0 | 0 | 0 | 14.22 | 63.351 | 13.509 | 0
5527 | 0 | 1.776 | 0 | 20.176 | 42.334 | 20.855 | 0
5528 | 0 | 11.627 | 0 | 10.78 | 31.106 | 21.287 | 0
5529 | 0 | 26.74 | 4.93 | 0 | 35.838 | 20.72 | 0
5530 | 0 | 43.397 | 28.061 | 0 | 62.777 | 14.569 | 0
5531 | 0 | 47.887 | 34.695 | 0 | 96.084 | 12.533 | 0
5532 | 0 | 39.753 | 23.382 | 0 | 118.531 | 15.552 | 0
5533 | 0 | 46.841 | 30.867 | 0 | 148.163 | 15.175 | 0
5534 | 0 | 34.877 | 18.802 | 0 | 166.213 | 15.271 | 0
5535 | 0 | 25.471 | 8.803 | 0 | 174.664 | 15.834 | 0
5536 | 0 | 23.925 | 1.348 | 0 | 175.958 | 21.448 | 0
5537 | 0 | 8.88 | 0 | 17.657 | 157.566 | 25.211 | 0
5538 | 0 | 2.905 | 0 | 27.552 | 128.865 | 28.934 | 0
5539 | 3.047 | 0.06 | 0 | 23.325 | 104.569 | 25.262 | 0
5540 | 0 | 0 | 0 | 22.628 | 80.998 | 21.497 | 0
5541 | 0 | 0 | 0 | 13.298 | 67.146 | 12.633 | 0
5542 | 0 | 0 | 0 | 6.507 | 60.369 | 6.181 | 0
5543 | 0 | 0 | 0 | 3.427 | 56.799 | 3.256 | 0
5544 | 0 | 0 | 0 | 1.786 | 54.938 | 1.697 | 0
5545 | 0 | 0 | 0 | 2.166 | 52.682 | 2.058 | 0
5546 | 1.316 | 0 | 0 | 0.957 | 51.685 | 2.225 | 0
5547 | 2.603 | 0 | 0 | 0 | 51.685 | 2.603 | 0
5548 | 3.022 | 0 | 0 | 0 | 51.685 | 3.022 | 0
5549 | 3.047 | 0 | 0 | 2.243 | 49.349 | 5.177 | 0
5550 | 3.047 | 0 | 0 | 9.181 | 39.785 | 11.769 | 0
5551 | 3.047 | 1.967 | 0 | 21.263 | 17.636 | 25.115 | 0
5552 | 3.047 | 8.801 | 0 | 16.931 | 0 | 27.492 | 0
5553 | 0 | 26.997 | 0 | 0 | 0 | 22.109 | 3.539
5554 | 0 | 46.969 | 11.691 | 0 | 11.224 | 11.065 | 22.448
5555 | 0 | 59.283 | 24.006 | 0 | 34.269 | 7.469 | 26.045
5556 | 0 | 63.632 | 28.355 | 0 | 61.49 | 6.767 | 26.746
5557 | 0 | 58.455 | 39.782 | 0 | 99.681 | 7.064 | 10.676
5558 | 0 | 52.286 | 41.756 | 0 | 139.767 | 10.003 | 0
5559 | 0 | 52.392 | 41.169 | 0 | 179.289 | 10.662 | 0
5560 | 0 | 31.804 | 15.19 | 0 | 193.872 | 15.783 | 0
5561 | 0 | 22.072 | 0.142 | 0 | 194.008 | 20.834 | 0
5562 | 3.047 | 6.994 | 0 | 20.958 | 172.176 | 29.602 | 0
5563 | 3.047 | 0.128 | 0 | 32.616 | 138.202 | 34.153 | 0
5564 | 3.047 | 0 | 0 | 25.665 | 111.467 | 27.429 | 0
5565 | 3.047 | 0 | 0 | 14.692 | 96.163 | 17.004 | 0
5566 | 3.047 | 0 | 0 | 3.519 | 92.498 | 6.389 | 0
5567 | 3.047 | 0 | 0 | 0.967 | 91.49 | 3.965 | 0
5568 | 1.963 | 0 | 0 | 0 | 91.49 | 1.963 | 0
5569 | 2.429 | 0 | 0 | 0 | 91.49 | 2.429 | 0
5570 | 2.517 | 0 | 0 | 0 | 91.49 | 2.517 | 0
5571 | 3.031 | 0 | 0 | 0 | 91.49 | 3.031 | 0
5572 | 3.047 | 0 | 0 | 1.929 | 89.48 | 4.88 | 0
5573 | 3.047 | 0 | 0 | 1.332 | 88.093 | 4.312 | 0
5574 | 3.047 | 0 | 0 | 10.307 | 77.356 | 12.838 | 0
5575 | 3.047 | 2.03 | 0 | 18.441 | 58.147 | 22.494 | 0
5576 | 3.047 | 11.935 | 0 | 17.087 | 40.348 | 30.617 | 0
5577 | 3.047 | 13.568 | 0 | 11.638 | 28.225 | 26.993 | 0
5578 | 0 | 18.37 | 4.644 | 0 | 32.683 | 13.039 | 0
5579 | 0 | 16.295 | 6.03 | 0 | 38.473 | 9.751 | 0
5580 | 0 | 22.668 | 13.818 | 0 | 51.737 | 8.408 | 0
5581 | 0 | 36.915 | 29.099 | 0 | 79.672 | 7.426 | 0
5582 | 0.797 | 42.467 | 35.07 | 0 | 113.339 | 7.824 | 0
5583 | 3.047 | 44.103 | 38.035 | 0 | 149.853 | 8.811 | 0
5584 | 3.047 | 29.937 | 17.198 | 0 | 166.363 | 15.148 | 0
5585 | 3.047 | 18.025 | 0 | 1.104 | 165.214 | 21.219 | 0
5586 | 3.047 | 5.636 | 0 | 25.702 | 138.44 | 32.818 | 0
5587 | 3.047 | 0.096 | 0 | 35.181 | 101.793 | 37.173 | 0
5588 | 3.047 | 0 | 0 | 28.83 | 71.761 | 30.435 | 0
5589 | 3.047 | 0 | 0 | 13.83 | 57.355 | 16.185 | 0
5590 | 3.047 | 0 | 0 | 6.147 | 50.952 | 8.886 | 0
5591 | 2.797 | 0 | 0 | 0 | 50.952 | 2.797 | 0
5592 | 2.095 | 0 | 0 | 0 | 50.952 | 2.095 | 0
5593 | 2.232 | 0 | 0 | 0 | 50.952 | 2.232 | 0
5594 | 2.56 | 0 | 0 | 0 | 50.952 | 2.56 | 0
5595 | 2.759 | 0 | 0 | 0 | 50.952 | 2.759 | 0
5596 | 3.047 | 0 | 0 | 2.019 | 48.849 | 4.965 | 0
5597 | 3.047 | 0 | 0 | 3.876 | 44.811 | 6.729 | 0
5598 | 3.047 | 0 | 0 | 11.268 | 33.074 | 13.751 | 0
5599 | 3.047 | 2.543 | 0 | 17.651 | 14.688 | 22.231 | 0
5600 | 3.047 | 10.537 | 0 | 14.1 | 0 | 26.452 | 0
5601 | 0 | 29.234 | 0 | 0 | 0 | 19.73 | 8.042
5602 | 0 | 45.893 | 10.616 | 0 | 10.191 | 11.638 | 21.876
5603 | 0 | 54.472 | 19.195 | 0 | 28.618 | 8.6 | 24.913
5604 | 0 | 59.394 | 24.116 | 0 | 51.77 | 7.561 | 25.952
5605 | 0 | 63.991 | 28.891 | 0.177 | 79.321 | 8.426 | 25.087
5606 | 0 | 57.183 | 49.492 | 0 | 126.833 | 7.307 | 0
5607 | 0 | 48.67 | 38.421 | 0 | 163.716 | 9.737 | 0
5608 | 0 | 40.262 | 26.89 | 0 | 189.531 | 12.703 | 0
5609 | 0 | 22.665 | 4.663 | 0 | 194.008 | 17.102 | 0
5610 | 0 | 6.388 | 0 | 23.174 | 169.868 | 28.084 | 0
5611 | 3.047 | 0.153 | 0 | 30.74 | 137.848 | 32.394 | 0
5612 | 0 | 0 | 0 | 27.968 | 108.714 | 26.57 | 0
5613 | 0 | 0 | 0 | 16.17 | 91.871 | 15.362 | 0
5614 | 0 | 0 | 0 | 8.045 | 83.49 | 7.643 | 0
5615 | 0 | 0 | 0 | 4.756 | 78.536 | 4.518 | 0
5616 | 0 | 0 | 0 | 2.524 | 75.907 | 2.398 | 0
5617 | 0 | 0 | 0 | 2.453 | 73.351 | 2.33 | 0
5618 | 0 | 0 | 0 | 2.78 | 70.456 | 2.641 | 0
5619 | 0 | 0 | 0 | 3.786 | 66.512 | 3.597 | 0
5620 | 0 | 0 | 0 | 4.4 | 61.929 | 4.18 | 0
5621 | 0 | 0 | 0 | 6.351 | 55.313 | 6.033 | 0
5622 | 0.095 | 0 | 0 | 10.945 | 43.912 | 10.493 | 0
5623 | 3.047 | 2.358 | 0 | 20.651 | 22.401 | 24.905 | 0
5624 | 0 | 10.815 | 0 | 21.505 | 0 | 30.704 | 0
5625 | 0 | 28.237 | 0 | 0 | 0 | 26.1 | 0.725
5626 | 0 | 45.472 | 10.195 | 0 | 9.787 | 13.84 | 19.673
5627 | 0 | 56.03 | 20.753 | 0 | 29.71 | 8.99 | 24.524
5628 | 0 | 61.758 | 26.48 | 0 | 55.131 | 7.552 | 25.962
5629 | 0 | 57.924 | 36.27 | 0 | 89.95 | 8.216 | 12.356
5630 | 0 | 57.771 | 48.209 | 0 | 136.231 | 9.084 | 0
5631 | 0 | 48.172 | 37.944 | 0 | 172.657 | 9.717 | 0
5632 | 0 | 37.082 | 22.24 | 0 | 194.008 | 14.1 | 0
5633 | 3.047 | 10.9 | 0 | 9.911 | 183.684 | 22.817 | 0
5634 | 3.047 | 5.181 | 0 | 24.839 | 157.81 | 31.566 | 0
5635 | 3.047 | 0.101 | 0 | 33.58 | 122.83 | 35.044 | 0
5636 | 3.047 | 0 | 0 | 24.566 | 97.241 | 26.384 | 0
5637 | 3.047 | 0 | 0 | 17.035 | 79.495 | 19.23 | 0
5638 | 3.047 | 0 | 0 | 4.938 | 74.351 | 7.738 | 0
5639 | 3.047 | 0 | 0 | 0.057 | 74.292 | 3.101 | 0
5640 | 2.16 | 0 | 0 | 0 | 74.292 | 2.16 | 0
5641 | 2.074 | 0 | 0 | 0 | 74.292 | 2.074 | 0
5642 | 2.576 | 0 | 0 | 0 | 74.292 | 2.576 | 0
5643 | 2.945 | 0 | 0 | 0 | 74.292 | 2.945 | 0
5644 | 3.047 | 0 | 0 | 0.779 | 73.481 | 3.787 | 0
5645 | 3.047 | 0 | 0 | 3.665 | 69.663 | 6.528 | 0
5646 | 3.047 | 0 | 0 | 9.633 | 59.629 | 12.198 | 0
5647 | 3.047 | 2.001 | 0 | 21.812 | 36.908 | 25.669 | 0
5648 | 3.047 | 10.923 | 0 | 18.369 | 17.774 | 30.875 | 0
5649 | 0 | 27.665 | 3.438 | 0 | 21.074 | 23.016 | 0
5650 | 0 | 38.851 | 24.084 | 0 | 44.195 | 14.028 | 0
5651 | 0 | 39.566 | 30.038 | 0 | 73.032 | 9.051 | 0
5652 | 0 | 28.757 | 20.182 | 0 | 92.406 | 8.146 | 0
5653 | 0 | 27.554 | 17.62 | 0 | 109.322 | 9.436 | 0
5654 | 0 | 23.461 | 15.332 | 0 | 124.041 | 7.723 | 0
5655 | 0 | 33.24 | 22.886 | 0 | 146.012 | 9.836 | 0
5656 | 1.735 | 39.869 | 25.499 | 0 | 170.491 | 15.386 | 0
5657 | 3.047 | 22.838 | 2.388 | 0 | 172.783 | 22.474 | 0
5658 | 3.047 | 7.177 | 0 | 23.765 | 148.029 | 32.441 | 0
5659 | 3.047 | 0.158 | 0 | 33.084 | 113.566 | 34.626 | 0
5660 | 3.047 | 0 | 0 | 26.101 | 86.378 | 27.842 | 0
5661 | 3.047 | 0 | 0 | 17.236 | 68.424 | 19.421 | 0
5662 | 3.047 | 0 | 0 | 2.927 | 65.374 | 5.828 | 0
5663 | 2.486 | 0 | 0 | 0 | 65.374 | 2.486 | 0
5664 | 1.841 | 0 | 0 | 0 | 65.374 | 1.841 | 0
5665 | 2.761 | 0 | 0 | 0 | 65.374 | 2.761 | 0
5666 | 3.047 | 0 | 0 | 0.124 | 65.246 | 3.164 | 0
5667 | 3.047 | 0 | 0 | 0.265 | 64.969 | 3.299 | 0
5668 | 3.047 | 0 | 0 | 0.985 | 63.943 | 3.983 | 0
5669 | 3.047 | 0 | 0 | 3.817 | 59.966 | 6.673 | 0
5670 | 3.047 | 0 | 0 | 9.892 | 49.662 | 12.444 | 0
5671 | 3.047 | 0.404 | 0 | 19.738 | 29.102 | 22.182 | 0
5672 | 3.047 | 2.889 | 0 | 18.538 | 9.792 | 23.402 | 0
5673 | 3.047 | 6.95 | 0 | 9.4 | 0 | 18.579 | 0
5674 | 1.632 | 13.562 | 0 | 0 | 0 | 14.517 | 0
5675 | 0 | 26.741 | 12.313 | 0 | 11.821 | 13.706 | 0
5676 | 0 | 38.534 | 25.348 | 0 | 36.155 | 12.527 | 0
5677 | 0 | 46.875 | 33.092 | 0 | 67.923 | 13.094 | 0
5678 | 0 | 55.563 | 38.567 | 0 | 104.948 | 16.146 | 0
5679 | 0 | 51.257 | 32.969 | 0 | 136.598 | 17.374 | 0
5680 | 0 | 37.802 | 18.513 | 0 | 154.371 | 18.324 | 0
5681 | 0 | 25.564 | 3.401 | 0 | 157.636 | 21.055 | 0
5682 | 0 | 7.005 | 0 | 21.976 | 134.745 | 27.532 | 0
5683 | 3.047 | 0.111 | 0 | 26.329 | 107.319 | 28.164 | 0
5684 | 0 | 0 | 0 | 23.58 | 82.756 | 22.401 | 0
5685 | 0 | 0 | 0 | 14.453 | 67.701 | 13.73 | 0
5686 | 0 | 0 | 0 | 7.314 | 60.083 | 6.948 | 0
5687 | 0 | 0 | 0 | 3.861 | 56.061 | 3.668 | 0
5688 | 0 | 0 | 0 | 2.346 | 53.617 | 2.229 | 0
5689 | 0 | 0 | 0 | 2.539 | 50.973 | 2.412 | 0
5690 | 0 | 0 | 0 | 2.795 | 48.061 | 2.655 | 0
5691 | 0 | 0 | 0 | 2.884 | 45.057 | 2.74 | 0
5692 | 0 | 0 | 0 | 4.857 | 39.997 | 4.614 | 0
5693 | 0 | 0 | 0 | 7.586 | 32.096 | 7.206 | 0
5694 | 0.158 | 0 | 0 | 13.08 | 18.47 | 12.584 | 0
5695 | 3.047 | 1.822 | 0 | 10.867 | 7.151 | 15.101 | 0
5696 | 3.047 | 10.802 | 0 | 6.865 | 0 | 19.831 | 0
5697 | 0 | 29.075 | 0 | 0 | 0 | 17.09 | 10.531
5698 | 0 | 40.765 | 14.141 | 0 | 13.575 | 16.572 | 8.722
5699 | 0 | 50.461 | 36.365 | 0 | 48.485 | 13.391 | 0
5700 | 0 | 62.574 | 47.17 | 0 | 93.769 | 14.634 | 0
5701 | 0 | 61.442 | 46.313 | 0 | 138.229 | 14.373 | 0
5702 | 0 | 47.977 | 32.541 | 0 | 169.468 | 14.665 | 0
5703 | 0 | 37.69 | 19.721 | 0 | 188.4 | 17.071 | 0
5704 | 0 | 27.771 | 5.841 | 0 | 194.008 | 20.833 | 0
5705 | 0 | 16.249 | 0 | 8.926 | 184.71 | 23.916 | 0
5706 | 0 | 4.032 | 0 | 25.605 | 158.038 | 28.155 | 0
5707 | 1.591 | 0.034 | 0 | 26.022 | 130.931 | 26.345 | 0
5708 | 0 | 0 | 0 | 19.876 | 110.227 | 18.882 | 0
5709 | 0 | 0 | 0 | 11.673 | 98.067 | 11.09 | 0
5710 | 0 | 0 | 0 | 6.733 | 91.054 | 6.396 | 0
5711 | 0 | 0 | 0 | 3.03 | 87.898 | 2.878 | 0
5712 | 0 | 0 | 0 | 2.552 | 85.239 | 2.424 | 0
5713 | 0 | 0 | 0 | 2.48 | 82.656 | 2.356 | 0
5714 | 0 | 0 | 0 | 2.447 | 80.107 | 2.325 | 0
5715 | 0 | 0 | 0 | 2.637 | 77.359 | 2.506 | 0
5716 | 0 | 0 | 0 | 3.108 | 74.122 | 2.953 | 0
5717 | 0 | 0 | 0 | 6.235 | 67.627 | 5.924 | 0
5718 | 0 | 0 | 0 | 12.46 | 54.647 | 11.837 | 0
5719 | 0 | 1.857 | 0 | 23.294 | 30.383 | 23.893 | 0
5720 | 0 | 11.161 | 0 | 21.297 | 8.199 | 30.835 | 0
5721 | 0 | 25.14 | 0 | 0.204 | 7.987 | 24.076 | 0
5722 | 0 | 39.948 | 26.834 | 0 | 33.747 | 12.459 | 0
5723 | 0 | 53.043 | 44.426 | 0 | 76.396 | 8.186 | 0
5724 | 0 | 50.14 | 43.698 | 0 | 118.345 | 6.121 | 0
5725 | 0 | 43.648 | 35.795 | 0 | 152.709 | 7.46 | 0
5726 | 0 | 42.786 | 32.538 | 0 | 183.945 | 9.735 | 0
5727 | 0 | 21.928 | 8.954 | 0 | 192.541 | 12.326 | 0
5728 | 0 | 15.761 | 1.528 | 0 | 194.008 | 13.521 | 0
5729 | 3.047 | 12.575 | 0 | 3.91 | 189.935 | 18.707 | 0
5730 | 3.047 | 6.039 | 0 | 22.465 | 166.533 | 30.126 | 0
5731 | 3.047 | 0.109 | 0 | 32.54 | 132.637 | 34.063 | 0
5732 | 3.047 | 0 | 0 | 26.602 | 104.927 | 28.319 | 0
5733 | 3.047 | 0 | 0 | 16.636 | 87.598 | 18.85 | 0
5734 | 3.047 | 0 | 0 | 3.525 | 83.926 | 6.396 | 0
5735 | 2.513 | 0 | 0 | 0 | 83.926 | 2.513 | 0
5736 | 2.355 | 0 | 0 | 0 | 83.926 | 2.355 | 0
5737 | 2.451 | 0 | 0 | 0 | 83.926 | 2.451 | 0
5738 | 2.81 | 0 | 0 | 0 | 83.926 | 2.81 | 0
5739 | 2.712 | 0 | 0 | 0 | 83.926 | 2.712 | 0
5740 | 3.047 | 0 | 0 | 0.602 | 83.298 | 3.619 | 0
5741 | 3.047 | 0 | 0 | 2.773 | 80.409 | 5.681 | 0
5742 | 3.047 | 0 | 0 | 7.832 | 72.251 | 10.487 | 0
5743 | 3.047 | 1.698 | 0 | 17.675 | 53.839 | 21.452 | 0
5744 | 3.047 | 4.252 | 0 | 24.672 | 28.139 | 30.524 | 0
5745 | 3.047 | 8.905 | 0 | 11.808 | 15.839 | 22.724 | 0
5746 | 0 | 14.446 | 1.378 | 0 | 17.162 | 12.415 | 0
5747 | 0 | 30.88 | 22.743 | 0 | 38.995 | 7.73 | 0
5748 | 0 | 40.651 | 34.047 | 0 | 71.68 | 6.274 | 0
5749 | 0 | 49.401 | 41.75 | 0 | 111.76 | 7.269 | 0
5750 | 0 | 50.883 | 42.678 | 0 | 152.73 | 7.795 | 0
5751 | 0.475 | 31.004 | 19.324 | 0 | 171.282 | 11.571 | 0
5752 | 3.047 | 22.712 | 12.214 | 0 | 183.007 | 13.02 | 0
5753 | 3.047 | 11.639 | 0 | 7.57 | 175.122 | 21.295 | 0
5754 | 3.047 | 1.959 | 0 | 28.311 | 145.631 | 31.803 | 0
5755 | 3.047 | 0.034 | 0 | 34.678 | 109.509 | 36.022 | 0
5756 | 3.047 | 0 | 0 | 27.636 | 80.721 | 29.301 | 0
5757 | 3.047 | 0 | 0 | 15.724 | 64.342 | 17.985 | 0
5758 | 3.047 | 0 | 0 | 4.247 | 59.918 | 7.082 | 0
5759 | 3.047 | 0 | 0 | 1.61 | 58.241 | 4.576 | 0
5760 | 1.836 | 0 | 0 | 0 | 58.241 | 1.836 | 0
5761 | 3.047 | 0 | 0 | 0.371 | 57.854 | 3.399 | 0
5762 | 2.549 | 0 | 0 | 0 | 57.854 | 2.549 | 0
5763 | 2.573 | 0 | 0 | 0 | 57.854 | 2.573 | 0
5764 | 3.047 | 0 | 0 | 0.783 | 57.038 | 3.791 | 0
5765 | 3.047 | 0 | 0 | 2.064 | 54.888 | 5.008 | 0
5766 | 3.047 | 0 | 0 | 10.488 | 43.962 | 13.011 | 0
5767 | 3.047 | 2.316 | 0 | 22.687 | 20.33 | 26.8 | 0
5768 | 3.047 | 8.603 | 0 | 19.516 | 0 | 29.76 | 0
5769 | 1.336 | 21.045 | 0 | 0 | 0 | 21.329 | 0
5770 | 0 | 30.797 | 0 | 0 | 0 | 12.748 | 16.509
5771 | 0 | 47.816 | 12.539 | 0 | 12.037 | 7.035 | 26.478
5772 | 0 | 65.24 | 29.963 | 0 | 40.801 | 6.388 | 27.125
5773 | 0 | 68.343 | 33.066 | 0 | 72.545 | 6.406 | 27.107
5774 | 0 | 69.063 | 33.882 | 0 | 105.071 | 6.746 | 26.676
5775 | 0 | 61.025 | 50.426 | 0 | 153.48 | 10.07 | 0
5776 | 0 | 47.935 | 32.549 | 0 | 184.727 | 14.616 | 0
5777 | 0 | 29.652 | 9.667 | 0 | 194.008 | 18.985 | 0
5778 | 0 | 8.957 | 0 | 21.474 | 171.639 | 28.909 | 0
5779 | 3.047 | 0.082 | 0 | 30.523 | 139.844 | 32.122 | 0
5780 | 0 | 0 | 0 | 30.118 | 108.471 | 28.612 | 0
5781 | 0 | 0 | 0 | 19.153 | 88.519 | 18.196 | 0
5782 | 0 | 0 | 0 | 6.59 | 81.655 | 6.261 | 0
5783 | 0 | 0 | 0 | 2.329 | 79.229 | 2.212 | 0
5784 | 0 | 0 | 0 | 2.448 | 76.679 | 2.326 | 0
5785 | 0 | 0 | 0 | 2.616 | 73.954 | 2.486 | 0
5786 | 0 | 0 | 0 | 2.581 | 71.265 | 2.452 | 0
5787 | 0 | 0 | 0 | 3.431 | 67.691 | 3.259 | 0
5788 | 0 | 0 | 0 | 4.174 | 63.344 | 3.965 | 0
5789 | 0 | 0 | 0 | 5.539 | 57.574 | 5.262 | 0
5790 | 0 | 0 | 0 | 12.827 | 44.212 | 12.186 | 0
5791 | 2.383 | 2.729 | 0 | 22.14 | 21.15 | 26.008 | 0
5792 | 0 | 12.513 | 0 | 20.304 | 0 | 31.177 | 0
5793 | 0 | 28.435 | 0 | 0 | 0 | 25.787 | 1.226
5794 | 0 | 50.065 | 14.788 | 0 | 14.197 | 14.633 | 18.88
5795 | 0 | 59.088 | 23.811 | 0 | 37.055 | 9.212 | 24.301
5796 | 0 | 65.892 | 30.615 | 0 | 66.445 | 6.547 | 26.966
5797 | 0 | 63.044 | 27.767 | 0 | 93.101 | 7.173 | 26.34
5798 | 0 | 66.375 | 31.098 | 0 | 122.955 | 8.903 | 24.611
5799 | 0 | 58.344 | 36.457 | 0 | 157.954 | 11.529 | 9.263
5800 | 0 | 44.213 | 30.919 | 0 | 187.636 | 12.629 | 0
5801 | 0 | 27.753 | 6.637 | 0 | 194.008 | 20.059 | 0
5802 | 0 | 7.954 | 0 | 26.247 | 166.667 | 32.491 | 0
5803 | 3.047 | 0.063 | 0 | 35.214 | 129.986 | 37.155 | 0
5804 | 0 | 0 | 0 | 31.391 | 97.287 | 29.822 | 0
5805 | 0 | 0 | 0 | 19.524 | 76.949 | 18.548 | 0
5806 | 0 | 0 | 0 | 7.171 | 69.479 | 6.813 | 0
5807 | 0 | 0 | 0 | 2.894 | 66.465 | 2.749 | 0
5808 | 0 | 0 | 0 | 2.172 | 64.202 | 2.064 | 0
5809 | 0 | 0 | 0 | 2.302 | 61.804 | 2.187 | 0
5810 | 0 | 0 | 0 | 2.602 | 59.093 | 2.472 | 0
5811 | 1.582 | 0 | 0 | 0.838 | 58.22 | 2.379 | 0
5812 | 3.047 | 0 | 0 | 0.387 | 57.817 | 3.414 | 0
5813 | 3.047 | 0 | 0 | 2.731 | 54.972 | 5.641 | 0
5814 | 0 | 0 | 0 | 13.046 | 41.383 | 12.394 | 0
5815 | 3.047 | 1.675 | 0 | 22.309 | 18.144 | 25.832 | 0
5816 | 3.047 | 11.771 | 0 | 17.418 | 0 | 30.776 | 0
5817 | 0 | 26.35 | 0 | 0 | 0 | 22.346 | 2.686
5818 | 0 | 44.847 | 9.57 | 0 | 9.187 | 13.393 | 20.12
5819 | 0 | 55.702 | 20.425 | 0 | 28.795 | 7.506 | 26.007
5820 | 0 | 61.666 | 49.499 | 0 | 76.314 | 6.851 | 4.708
5821 | 0 | 61.07 | 51.517 | 0 | 125.771 | 9.076 | 0
5822 | 0 | 52.311 | 41.227 | 0 | 165.348 | 10.53 | 0
5823 | 0 | 36.381 | 25.327 | 0 | 189.662 | 10.502 | 0
5824 | 0 | 21.282 | 4.527 | 0 | 194.008 | 15.918 | 0
5825 | 1.569 | 6.843 | 0 | 12.193 | 181.307 | 19.653 | 0
5826 | 0 | 1.531 | 0 | 28.055 | 152.083 | 28.107 | 0
5827 | 3.047 | 0.019 | 0 | 35.258 | 115.356 | 36.647 | 0
5828 | 3.047 | 0 | 0 | 29.492 | 84.635 | 31.064 | 0
5829 | 3.047 | 0 | 0 | 15.861 | 68.114 | 18.114 | 0
5830 | 3.047 | 0 | 0 | 5.829 | 62.042 | 8.584 | 0
5831 | 3.047 | 0 | 0 | 0.759 | 61.252 | 3.767 | 0
5832 | 2.256 | 0 | 0 | 0 | 61.252 | 2.256 | 0
5833 | 2.702 | 0 | 0 | 0 | 61.252 | 2.702 | 0
5834 | 3.047 | 0 | 0 | 0.003 | 61.249 | 3.05 | 0
5835 | 3.047 | 0 | 0 | 0.143 | 61.1 | 3.182 | 0
5836 | 3.047 | 0 | 0 | 1.05 | 60.006 | 4.044 | 0
5837 | 3.047 | 0 | 0 | 5.243 | 54.545 | 8.027 | 0
5838 | 3.047 | 0 | 0 | 12.097 | 41.944 | 14.538 | 0
5839 | 3.047 | 2.553 | 0 | 15.799 | 25.488 | 20.481 | 0
5840 | 3.047 | 10.065 | 0 | 12.186 | 12.794 | 24.184 | 0
5841 | 1.348 | 18.694 | 0 | 0 | 12.794 | 19.107 | 0
5842 | 0 | 23.887 | 9.899 | 0 | 22.298 | 13.288 | 0
5843 | 0 | 31.024 | 19.277 | 0 | 40.804 | 11.159 | 0
5844 | 0 | 38.298 | 23.455 | 0 | 63.321 | 14.101 | 0
5845 | 0 | 50.903 | 35.832 | 0 | 97.72 | 14.317 | 0
5846 | 0 | 42.708 | 27.801 | 0 | 124.409 | 14.162 | 0
5847 | 0 | 29.671 | 12.182 | 0 | 136.104 | 16.614 | 0
5848 | 3.047 | 17.855 | 0 | 1.633 | 134.402 | 21.561 | 0
5849 | 3.047 | 14.381 | 0 | 8.837 | 125.198 | 25.103 | 0
5850 | 3.047 | 5.101 | 0 | 20.005 | 104.359 | 26.897 | 0
5851 | 3.047 | 0.037 | 0 | 23.421 | 79.962 | 25.331 | 0
5852 | 3.047 | 0 | 0 | 19.487 | 59.663 | 21.56 | 0
5853 | 3.047 | 0 | 0 | 9.695 | 49.564 | 12.257 | 0
5854 | 3.047 | 0 | 0 | 2.934 | 46.509 | 5.834 | 0
5855 | 3.047 | 0 | 0 | 0.688 | 45.792 | 3.7 | 0
5856 | 2.118 | 0 | 0 | 0 | 45.792 | 2.118 | 0
5857 | 2.046 | 0 | 0 | 0 | 45.792 | 2.046 | 0
5858 | 2.109 | 0 | 0 | 0 | 45.792 | 2.109 | 0
5859 | 2.627 | 0 | 0 | 0 | 45.792 | 2.627 | 0
5860 | 2.96 | 0 | 0 | 0 | 45.792 | 2.96 | 0
5861 | 3.047 | 0 | 0 | 5.29 | 40.281 | 8.073 | 0
5862 | 3.047 | 0 | 0 | 10.869 | 28.959 | 13.372 | 0
5863 | 3.047 | 2.555 | 0 | 16.913 | 11.341 | 21.541 | 0
5864 | 3.047 | 12.405 | 0 | 10.888 | 0 | 25.175 | 0
5865 | 0 | 32.539 | 0 | 0 | 0 | 21.922 | 8.991
5866 | 0 | 49.165 | 13.888 | 0 | 13.333 | 16.12 | 17.394
5867 | 0 | 58.488 | 23.211 | 0 | 35.615 | 14.32 | 19.193
5868 | 0 | 61.299 | 26.022 | 0 | 60.596 | 11.912 | 21.602
5869 | 0 | 66.854 | 31.577 | 0 | 90.91 | 11.908 | 21.605
5870 | 0 | 62.71 | 41.548 | 0 | 130.796 | 13.542 | 6.562
5871 | 0 | 53.004 | 36.153 | 0 | 165.504 | 16.008 | 0
5872 | 0 | 39.309 | 18.076 | 0 | 182.856 | 20.171 | 0
5873 | 0 | 23.924 | 0 | 2.569 | 180.18 | 25.168 | 0
5874 | 0 | 4.521 | 0 | 23.369 | 155.838 | 26.495 | 0
5875 | 0 | 0.025 | 0 | 26.922 | 127.794 | 25.6 | 0
5876 | 0 | 0 | 0 | 20.615 | 106.32 | 19.584 | 0
5877 | 0 | 0 | 0 | 12.65 | 93.143 | 12.017 | 0
5878 | 0 | 0 | 0 | 6.375 | 86.503 | 6.056 | 0
5879 | 0 | 0 | 0 | 5.142 | 81.146 | 4.885 | 0
5880 | 0 | 0 | 0 | 2.348 | 78.701 | 2.23 | 0
5881 | 0 | 0 | 0 | 2.215 | 76.394 | 2.104 | 0
5882 | 0 | 0 | 0 | 2.832 | 73.443 | 2.691 | 0
5883 | 0 | 0 | 0 | 3.311 | 69.995 | 3.145 | 0
5884 | 0 | 0 | 0 | 3.376 | 66.478 | 3.207 | 0
5885 | 0 | 0 | 0 | 6.255 | 59.962 | 5.942 | 0
5886 | 0 | 0 | 0 | 14.464 | 44.895 | 13.741 | 0
5887 | 0 | 1.745 | 0 | 26.286 | 17.513 | 26.629 | 0
5888 | 0 | 12.314 | 0 | 16.813 | 0 | 27.671 | 0
5889 | 0 | 29.694 | 0 | 0 | 0 | 22.89 | 5.319
5890 | 0 | 46.887 | 11.61 | 0 | 11.146 | 12.577 | 20.936
5891 | 0 | 58.357 | 23.079 | 0 | 33.302 | 6.742 | 26.771
5892 | 0 | 70.867 | 35.59 | 0 | 67.468 | 7.048 | 26.466
5893 | 0 | 73.128 | 37.851 | 0 | 103.805 | 8.166 | 25.347
5894 | 0 | 68.146 | 32.869 | 0 | 135.359 | 7.109 | 26.405
5895 | 0 | 55.658 | 25.573 | 0 | 159.909 | 12.416 | 16.164
5896 | 0 | 43.202 | 27.447 | 0 | 186.259 | 14.967 | 0
5897 | 0 | 26.665 | 8.072 | 0 | 194.008 | 17.664 | 0
5898 | 0 | 6.472 | 0 | 22.908 | 170.146 | 27.91 | 0
5899 | 3.047 | 0.04 | 0 | 35.014 | 133.673 | 36.349 | 0
5900 | 0 | 0 | 0 | 32.252 | 100.077 | 30.639 | 0
5901 | 0 | 0 | 0 | 21.795 | 77.373 | 20.706 | 0
5902 | 0 | 0 | 0 | 7.367 | 69.699 | 6.999 | 0
5903 | 0 | 0 | 0 | 2.465 | 67.131 | 2.342 | 0
5904 | 0 | 0 | 0 | 2.383 | 64.649 | 2.264 | 0
5905 | 0 | 0 | 0 | 2.857 | 61.673 | 2.714 | 0
5906 | 0 | 0 | 0 | 3.055 | 58.491 | 2.902 | 0
5907 | 1.636 | 0 | 0 | 1.265 | 57.173 | 2.837 | 0
5908 | 3.047 | 0 | 0 | 1.599 | 55.508 | 4.565 | 0
5909 | 3.047 | 0 | 0 | 7.233 | 47.973 | 9.918 | 0
5910 | 3.047 | 0 | 0 | 11.661 | 35.826 | 14.125 | 0
5911 | 3.047 | 1.921 | 0 | 21.477 | 13.454 | 25.274 | 0
5912 | 3.047 | 12.85 | 0 | 12.916 | 0 | 27.524 | 0
5913 | 0 | 31.39 | 0 | 0 | 0 | 20.979 | 8.842
5914 | 0 | 51.177 | 15.9 | 0 | 15.264 | 10.332 | 23.181
5915 | 0 | 61.576 | 26.298 | 0 | 40.51 | 7.254 | 26.259
5916 | 0 | 69.664 | 34.387 | 0 | 73.521 | 7.051 | 26.462
5917 | 0 | 71.654 | 36.377 | 0 | 108.443 | 7.516 | 25.998
5918 | 0 | 66.905 | 31.627 | 0 | 138.805 | 12.102 | 21.412
5919 | 0 | 59.464 | 46.004 | 0 | 182.969 | 12.787 | 0
5920 | 0 | 43.603 | 8.33 | 0 | 190.966 | 14.139 | 19.37
5921 | 0 | 24.876 | 3.105 | 0 | 193.947 | 20.683 | 0
5922 | 0 | 6.321 | 0 | 23.26 | 169.717 | 28.103 | 0
5923 | 0 | 0.026 | 0 | 30.733 | 137.704 | 29.221 | 0
5924 | 0 | 0 | 0 | 27.834 | 108.71 | 26.442 | 0
5925 | 0 | 0 | 0 | 18.834 | 89.092 | 17.892 | 0
5926 | 0 | 0 | 0 | 7.012 | 81.788 | 6.661 | 0
5927 | 0 | 0 | 0 | 2.781 | 78.891 | 2.642 | 0
5928 | 0 | 0 | 0 | 2.203 | 76.597 | 2.093 | 0
5929 | 0 | 0 | 0 | 2.754 | 73.728 | 2.617 | 0
5930 | 0 | 0 | 0 | 3.162 | 70.434 | 3.004 | 0
5931 | 0 | 0 | 0 | 3.855 | 66.418 | 3.663 | 0
5932 | 0 | 0 | 0 | 3.458 | 62.816 | 3.285 | 0
5933 | 0 | 0 | 0 | 5.74 | 56.837 | 5.453 | 0
5934 | 0 | 0 | 0 | 13.488 | 42.786 | 12.814 | 0
5935 | 0 | 1.902 | 0 | 22.549 | 19.298 | 23.228 | 0
5936 | 0 | 12.872 | 0 | 18.526 | 0 | 29.828 | 0
5937 | 0 | 32.798 | 0 | 0 | 0 | 23.704 | 7.453
5938 | 0 | 47.79 | 12.513 | 0 | 12.012 | 11.857 | 21.656
5939 | 0 | 56.605 | 21.327 | 0 | 32.487 | 8.949 | 24.565
5940 | 0 | 69.499 | 34.222 | 0 | 65.339 | 8.1 | 25.413
5941 | 0 | 66.418 | 31.141 | 0 | 95.235 | 6.436 | 27.077
5942 | 0 | 61.029 | 37.783 | 0 | 131.507 | 8.184 | 13.899
5943 | 0 | 53.036 | 40.275 | 0 | 170.171 | 12.123 | 0
5944 | 0 | 39.147 | 23.214 | 0 | 192.456 | 15.137 | 0
5945 | 0 | 24.514 | 1.617 | 0 | 194.008 | 21.753 | 0
5946 | 0 | 6.929 | 0 | 26.693 | 166.203 | 31.941 | 0
5947 | 3.047 | 0.009 | 0 | 34.752 | 130.003 | 36.069 | 0
5948 | 0 | 0 | 0 | 25.949 | 102.972 | 24.652 | 0
5949 | 0 | 0 | 0 | 16.845 | 85.425 | 16.003 | 0
5950 | 0 | 0 | 0 | 7.36 | 77.759 | 6.992 | 0
5951 | 0 | 0 | 0 | 2.867 | 74.773 | 2.723 | 0
5952 | 0 | 0 | 0 | 2.335 | 72.34 | 2.219 | 0
5953 | 0 | 0 | 0 | 2.847 | 69.375 | 2.704 | 0
5954 | 0 | 0 | 0 | 2.627 | 66.638 | 2.495 | 0
5955 | 0 | 0 | 0 | 2.849 | 63.671 | 2.706 | 0
5956 | 0 | 0 | 0 | 4.619 | 58.859 | 4.388 | 0
5957 | 0 | 0 | 0 | 5.887 | 52.727 | 5.592 | 0
5958 | 1.134 | 0 | 0 | 11.454 | 40.796 | 12.015 | 0
5959 | 3.047 | 1.975 | 0 | 20.824 | 19.104 | 24.706 | 0
5960 | 3.047 | 12.311 | 0 | 18.34 | 0 | 32.165 | 0
5961 | 0 | 29.248 | 0 | 0 | 0 | 26.517 | 1.268
5962 | 0 | 46.83 | 11.552 | 0 | 11.09 | 15.768 | 17.745
5963 | 0 | 62.529 | 27.251 | 0 | 37.252 | 8.284 | 25.229
5964 | 0 | 66.853 | 31.576 | 0 | 67.565 | 8.315 | 25.198
5965 | 0 | 71.558 | 36.281 | 0 | 102.394 | 8.695 | 24.818
5966 | 0 | 66.272 | 30.995 | 0 | 132.149 | 10.037 | 23.476
5967 | 0 | 56.374 | 35.873 | 0 | 166.588 | 11.189 | 8.286
5968 | 0 | 45.646 | 26.902 | 0 | 192.413 | 17.807 | 0
5969 | 0 | 27.046 | 1.661 | 0 | 194.008 | 24.116 | 0
5970 | 0.262 | 6.108 | 0 | 29.169 | 163.623 | 33.775 | 0
5971 | 3.047 | 0.01 | 0 | 34.935 | 127.233 | 36.244 | 0
5972 | 0 | 0 | 0 | 28.986 | 97.039 | 27.537 | 0
5973 | 0 | 0 | 0 | 17.801 | 78.496 | 16.911 | 0
5974 | 0 | 0 | 0 | 8.281 | 69.87 | 7.867 | 0
5975 | 0 | 0 | 0 | 2.984 | 66.761 | 2.835 | 0
5976 | 0 | 0 | 0 | 2.048 | 64.628 | 1.945 | 0
5977 | 0 | 0 | 0 | 2.378 | 62.151 | 2.26 | 0
5978 | 0 | 0 | 0 | 2.554 | 59.49 | 2.426 | 0
5979 | 0 | 0 | 0 | 2.962 | 56.405 | 2.814 | 0
5980 | 1.874 | 0 | 0 | 1.973 | 54.35 | 3.748 | 0
5981 | 3.047 | 0 | 0 | 4.091 | 50.088 | 6.933 | 0
5982 | 3.047 | 0 | 0 | 11.903 | 37.689 | 14.355 | 0
5983 | 3.047 | 1.77 | 0 | 20.947 | 15.87 | 24.627 | 0
5984 | 3.047 | 13.41 | 0 | 15.235 | 0 | 30.26 | 0
5985 | 0 | 28.407 | 0 | 0 | 0 | 23.245 | 3.742
5986 | 0 | 50.868 | 15.59 | 0 | 14.967 | 11.815 | 21.698
5987 | 0 | 59.512 | 24.235 | 0 | 38.233 | 7.615 | 25.899
5988 | 0 | 59.618 | 24.341 | 0 | 61.6 | 9.022 | 24.492
5989 | 0 | 68.089 | 32.812 | 0 | 93.099 | 8.492 | 25.021
5990 | 0 | 56.584 | 35.533 | 0 | 127.21 | 9.579 | 10.42
5991 | 0 | 50.124 | 38.508 | 0 | 164.178 | 11.035 | 0
5992 | 0 | 41.916 | 25.088 | 0 | 188.263 | 15.986 | 0
5993 | 0 | 26.768 | 5.984 | 0 | 194.008 | 19.744 | 0
5994 | 0 | 7.129 | 0 | 25.503 | 167.442 | 31.001 | 0
5995 | 3.047 | 0.004 | 0 | 33.778 | 132.257 | 35.139 | 0
5996 | 0 | 0 | 0 | 29.566 | 101.459 | 28.088 | 0
5997 | 0 | 0 | 0 | 21.935 | 78.609 | 20.839 | 0
5998 | 0 | 0 | 0 | 7.052 | 71.263 | 6.7 | 0
5999 | 0 | 0 | 0 | 3.044 | 68.093 | 2.891 | 0
6000 | 0 | 0 | 0 | 2.433 | 65.559 | 2.311 | 0
6001 | 0 | 0 | 0 | 2.692 | 62.755 | 2.557 | 0
6002 | 0 | 0 | 0 | 3.519 | 59.089 | 3.343 | 0
6003 | 0 | 0 | 0 | 3.424 | 55.522 | 3.253 | 0
6004 | 0 | 0 | 0 | 4.915 | 50.403 | 4.669 | 0
6005 | 0 | 0 | 0 | 7.638 | 42.446 | 7.257 | 0
6006 | 0 | 0 | 0 | 14.567 | 27.272 | 13.838 | 0
6007 | 0.439 | 1.76 | 0 | 17.877 | 8.651 | 19.094 | 0
6008 | 3.047 | 13.558 | 0 | 8.305 | 0 | 23.816 | 0
6009 | 0 | 34.191 | 0 | 0 | 0 | 21.353 | 11.128
6010 | 0 | 51.868 | 16.591 | 0 | 15.927 | 16.121 | 17.392
6011 | 0 | 63.504 | 28.227 | 0 | 43.025 | 13.32 | 20.193
6012 | 0 | 69.06 | 33.783 | 0 | 75.457 | 10.728 | 22.786
6013 | 0 | 71.553 | 36.275 | 0 | 110.281 | 12.536 | 20.977
6014 | 0 | 63.144 | 27.866 | 0 | 137.033 | 13.287 | 20.227
6015 | 0 | 56.55 | 35.935 | 0 | 171.531 | 15.834 | 3.749
6016 | 0 | 44.886 | 9.609 | 0 | 180.756 | 20.353 | 13.16
6017 | 0 | 22.337 | 0 | 4.241 | 176.338 | 25.249 | 0
6018 | 0 | 2.736 | 0 | 29.352 | 145.764 | 30.483 | 0
6019 | 0 | 0 | 0 | 29.809 | 114.713 | 28.318 | 0
6020 | 0 | 0 | 0 | 23.783 | 89.939 | 22.593 | 0
6021 | 0 | 0 | 0 | 13.416 | 75.964 | 12.746 | 0
6022 | 0 | 0 | 0 | 4.94 | 70.818 | 4.693 | 0
6023 | 0 | 0 | 0 | 3.735 | 66.927 | 3.549 | 0
6024 | 0 | 0 | 0 | 2.316 | 64.514 | 2.2 | 0
6025 | 0 | 0 | 0 | 2.745 | 61.655 | 2.608 | 0
6026 | 0 | 0 | 0 | 2.757 | 58.783 | 2.619 | 0
6027 | 0 | 0 | 0 | 2.941 | 55.72 | 2.793 | 0
6028 | 0 | 0 | 0 | 4.326 | 51.215 | 4.109 | 0
6029 | 0 | 0 | 0 | 8.576 | 42.281 | 8.147 | 0
6030 | 0 | 0 | 0 | 11.715 | 30.078 | 11.13 | 0
6031 | 0 | 2.084 | 0 | 16.857 | 12.518 | 17.994 | 0
6032 | 0 | 12.498 | 0 | 12.017 | 0 | 23.289 | 0
6033 | 0 | 30.889 | 0 | 0 | 0 | 20.333 | 9.012
6034 | 0 | 47.919 | 12.642 | 0 | 12.136 | 16.315 | 17.198
6035 | 0 | 42.602 | 12.322 | 0 | 23.966 | 12.319 | 16.447
6036 | 0 | 56.821 | 44.868 | 0 | 67.039 | 11.355 | 0
6037 | 0 | 56.168 | 43.519 | 0 | 108.817 | 12.016 | 0
6038 | 0 | 59.704 | 43.046 | 0 | 150.142 | 15.825 | 0
6039 | 0 | 46.283 | 29.857 | 0 | 178.804 | 15.605 | 0
6040 | 0 | 34.42 | 15.837 | 0 | 194.008 | 17.654 | 0
6041 | 0 | 20.216 | 0 | 7.418 | 186.281 | 26.252 | 0
6042 | 0 | 5.488 | 0 | 25.719 | 159.491 | 29.646 | 0
6043 | 3.047 | 0.001 | 0 | 27.408 | 130.941 | 29.085 | 0
6044 | 0 | 0 | 0 | 22.171 | 107.846 | 21.062 | 0
6045 | 0 | 0 | 0 | 11.268 | 96.109 | 10.704 | 0
6046 | 0 | 0 | 0 | 8.441 | 87.316 | 8.019 | 0
6047 | 0 | 0 | 0 | 3.049 | 84.14 | 2.896 | 0
6048 | 0 | 0 | 0 | 2.232 | 81.815 | 2.12 | 0
6049 | 0 | 0 | 0 | 2.462 | 79.251 | 2.339 | 0
6050 | 0 | 0 | 0 | 2.573 | 76.571 | 2.444 | 0
6051 | 0 | 0 | 0 | 2.597 | 73.865 | 2.468 | 0
6052 | 0 | 0 | 0 | 3.576 | 70.14 | 3.397 | 0
6053 | 0 | 0 | 0 | 5.584 | 64.324 | 5.305 | 0
6054 | 0 | 0 | 0 | 17.438 | 46.159 | 16.566 | 0
6055 | 3.047 | 2.466 | 0 | 22.251 | 22.981 | 26.527 | 0
6056 | 1.476 | 11.488 | 0 | 22.062 | 0 | 33.348 | 0
6057 | 0.654 | 26.231 | 0 | 0 | 0 | 25.573 | 0
6058 | 0 | 45.25 | 9.973 | 0 | 9.574 | 11.898 | 21.615
6059 | 0 | 43.213 | 24.868 | 0 | 33.447 | 7.338 | 10.09
6060 | 0 | 52.248 | 45.974 | 0 | 77.583 | 5.96 | 0
6061 | 0 | 50.832 | 43.831 | 0 | 119.66 | 6.651 | 0
6062 | 0 | 40.715 | 30.612 | 0 | 149.048 | 9.598 | 0
6063 | 0 | 38.624 | 27.461 | 0 | 175.41 | 10.605 | 0
6064 | 0 | 34.093 | 19.372 | 0 | 194.008 | 13.985 | 0
6065 | 0 | 17.542 | 0 | 4.864 | 188.941 | 21.286 | 0
6066 | 0 | 4.076 | 0 | 29.617 | 158.09 | 32.009 | 0
6067 | 0 | 0 | 0 | 34.758 | 121.883 | 33.02 | 0
6068 | 0 | 0 | 0 | 27.615 | 93.117 | 26.235 | 0
6069 | 0 | 0 | 0 | 19.845 | 72.446 | 18.852 | 0
6070 | 0 | 0 | 0 | 8.14 | 63.967 | 7.733 | 0
6071 | 0 | 0 | 0 | 4.155 | 59.638 | 3.948 | 0
6072 | 0 | 0 | 0 | 2.379 | 57.16 | 2.26 | 0
6073 | 0 | 0 | 0 | 2.771 | 54.273 | 2.633 | 0
6074 | 1.323 | 0 | 0 | 1.695 | 52.507 | 2.934 | 0
6075 | 0 | 0 | 0 | 2.97 | 49.413 | 2.822 | 0
6076 | 3.047 | 0 | 0 | 0.608 | 48.779 | 3.624 | 0
6077 | 3.047 | 0 | 0 | 3.759 | 44.863 | 6.618 | 0
6078 | 0 | 0 | 0 | 11.725 | 32.65 | 11.139 | 0
6079 | 3.047 | 2.186 | 0 | 19.55 | 12.285 | 23.696 | 0
6080 | 3.047 | 14.485 | 0 | 11.793 | 0 | 28.011 | 0
6081 | 0 | 35.381 | 0.104 | 0 | 0.1 | 20.449 | 13.064
6082 | 0 | 53.009 | 17.732 | 0 | 17.123 | 12.416 | 21.097
6083 | 0 | 63.815 | 28.538 | 0 | 44.519 | 8.421 | 25.092
6084 | 0 | 71.792 | 36.515 | 0 | 79.574 | 7.157 | 26.356
6085 | 0 | 72.712 | 37.434 | 0 | 115.511 | 8.008 | 25.505
6086 | 0 | 69.31 | 34.032 | 0 | 148.182 | 10.269 | 23.244
6087 | 0 | 59.697 | 24.419 | 0 | 171.625 | 12.756 | 20.758
6088 | 0 | 46.941 | 16.67 | 0 | 187.628 | 13.468 | 15.289
6089 | 0 | 29.446 | 6.646 | 0 | 194.008 | 21.66 | 0
6090 | 0 | 8.33 | 0 | 22.751 | 170.309 | 29.527 | 0
6091 | 1.315 | 0 | 0 | 35.277 | 133.562 | 34.829 | 0
6092 | 0 | 0 | 0 | 29.776 | 102.545 | 28.287 | 0
6093 | 0 | 0 | 0 | 18.878 | 82.881 | 17.934 | 0
6094 | 0 | 0 | 0 | 9.332 | 73.16 | 8.865 | 0
6095 | 0 | 0 | 0 | 2.992 | 70.043 | 2.843 | 0
6096 | 0 | 0 | 0 | 1.865 | 68.101 | 1.772 | 0
6097 | 0 | 0 | 0 | 2.359 | 65.644 | 2.241 | 0
6098 | 0 | 0 | 0 | 2.855 | 62.67 | 2.712 | 0
6099 | 0 | 0 | 0 | 2.816 | 59.737 | 2.675 | 0
6100 | 0 | 0 | 0 | 3.434 | 56.16 | 3.262 | 0
6101 | 0.804 | 0 | 0 | 7.023 | 48.844 | 7.476 | 0
6102 | 3.047 | 0 | 0 | 11.902 | 36.447 | 14.353 | 0
6103 | 3.047 | 1.875 | 0 | 20.909 | 14.666 | 24.691 | 0
6104 | 3.047 | 14.546 | 0 | 14.08 | 0 | 30.241 | 0
6105 | 0 | 34.485 | 0 | 0 | 0 | 24.395 | 8.367
6106 | 0 | 48.213 | 12.936 | 0 | 12.418 | 16.766 | 16.747
6107 | 0 | 59.919 | 24.642 | 0 | 36.074 | 9.572 | 23.942
6108 | 0 | 69.028 | 33.751 | 0 | 68.475 | 6.569 | 26.945
6109 | 0 | 69.898 | 34.621 | 0 | 101.711 | 6.336 | 27.178
6110 | 0 | 68.031 | 32.754 | 0 | 133.155 | 8.228 | 25.285
6111 | 0 | 59.821 | 31.366 | 0 | 163.266 | 10.151 | 16.881
6112 | 0 | 44.76 | 29.632 | 0 | 191.713 | 14.372 | 0
6113 | 0 | 25.995 | 2.39 | 0 | 194.008 | 22.424 | 0
6114 | 0 | 7.729 | 0 | 25.765 | 167.17 | 31.82 | 0
6115 | 2.066 | 0 | 0 | 35.277 | 130.423 | 35.58 | 0
6116 | 0 | 0 | 0 | 29.576 | 99.614 | 28.098 | 0
6117 | 0 | 0 | 0 | 17.717 | 81.158 | 16.831 | 0
6118 | 0 | 0 | 0 | 6.271 | 74.626 | 5.957 | 0
6119 | 0 | 0 | 0 | 3.407 | 71.077 | 3.237 | 0
6120 | 0 | 0 | 0 | 2.188 | 68.797 | 2.079 | 0
6121 | 0 | 0 | 0 | 2.85 | 65.829 | 2.707 | 0
6122 | 0 | 0 | 0 | 3.195 | 62.501 | 3.035 | 0
6123 | 0 | 0 | 0 | 3.04 | 59.335 | 2.888 | 0
6124 | 0 | 0 | 0 | 3.526 | 55.662 | 3.349 | 0
6125 | 0 | 0 | 0 | 6.346 | 49.052 | 6.029 | 0
6126 | 0 | 0 | 0 | 13.875 | 34.598 | 13.181 | 0
6127 | 0.402 | 2.644 | 0 | 23.297 | 10.331 | 25.046 | 0
6128 | 3.047 | 15.03 | 0 | 9.918 | 0 | 26.746 | 0
6129 | 0 | 30.283 | 0 | 0 | 0 | 22.3 | 6.47
6130 | 0 | 46.079 | 10.801 | 0 | 10.369 | 13.059 | 20.455
6131 | 0 | 57.758 | 22.481 | 0 | 31.951 | 7.326 | 26.187
6132 | 0 | 58.085 | 43.413 | 0 | 73.627 | 6.619 | 7.319
6133 | 0 | 52.46 | 17.183 | 0 | 90.123 | 7.193 | 26.32
6134 | 0 | 50.758 | 40.814 | 0 | 129.304 | 9.448 | 0
6135 | 0 | 42.878 | 34.065 | 0 | 162.006 | 8.372 | 0
6136 | 0 | 40.911 | 29.017 | 0 | 189.863 | 11.299 | 0
6137 | 0 | 24.35 | 4.318 | 0 | 194.008 | 19.031 | 0
6138 | 0 | 6.476 | 0 | 24.907 | 168.063 | 29.814 | 0
6139 | 0.828 | 0 | 0 | 35.277 | 131.316 | 34.341 | 0
6140 | 0 | 0 | 0 | 32.47 | 97.493 | 30.846 | 0
6141 | 0 | 0 | 0 | 21.645 | 74.947 | 20.562 | 0
6142 | 0 | 0 | 0 | 9.203 | 65.36 | 8.743 | 0
6143 | 0 | 0 | 0 | 2.843 | 62.399 | 2.701 | 0
6144 | 0 | 0 | 0 | 2.538 | 59.755 | 2.411 | 0
6145 | 0.063 | 0 | 0 | 2.468 | 57.184 | 2.408 | 0
6146 | 0 | 0 | 0 | 2.699 | 54.373 | 2.564 | 0
6147 | 0 | 0 | 0 | 2.864 | 51.39 | 2.721 | 0
6148 | 3.047 | 0 | 0 | 0.676 | 50.685 | 3.689 | 0
6149 | 3.047 | 0 | 0 | 3.477 | 47.063 | 6.35 | 0
6150 | 3.047 | 0 | 0 | 10.508 | 36.117 | 13.029 | 0
6151 | 3.047 | 2.611 | 0 | 20.181 | 15.096 | 24.699 | 0
6152 | 3.047 | 14.586 | 0 | 14.492 | 0 | 30.67 | 0
6153 | 0 | 31.389 | 0 | 0 | 0 | 25.119 | 4.701
6154 | 0 | 51.43 | 16.152 | 0 | 15.506 | 13.045 | 20.469
6155 | 0 | 56.116 | 20.838 | 0 | 35.511 | 7.352 | 26.161
6156 | 0 | 67.673 | 32.396 | 0 | 66.612 | 6.793 | 26.72
6157 | 0 | 69.191 | 33.914 | 0 | 99.169 | 6.329 | 27.184
6158 | 0 | 67.749 | 32.472 | 0 | 130.342 | 8.965 | 24.548
6159 | 0 | 60.224 | 28.243 | 0 | 157.455 | 12.479 | 17.903
6160 | 0 | 47.058 | 31.282 | 0 | 187.486 | 14.987 | 0
6161 | 0 | 27.985 | 4.62 | 0 | 191.922 | 22.196 | 0
6162 | 0 | 6.971 | 0 | 22.218 | 168.778 | 27.73 | 0
6163 | 0 | 0 | 0 | 35.007 | 132.312 | 33.257 | 0
6164 | 0 | 0 | 0 | 31.877 | 99.106 | 30.284 | 0
6165 | 0 | 0 | 0 | 23.718 | 74.4 | 22.532 | 0
6166 | 0 | 0 | 0 | 7.534 | 66.552 | 7.157 | 0
6167 | 0 | 0 | 0 | 2.791 | 63.645 | 2.651 | 0
6168 | 0 | 0 | 0 | 2.241 | 61.311 | 2.129 | 0
6169 | 0 | 0 | 0 | 2.574 | 58.629 | 2.445 | 0
6170 | 0 | 0 | 0 | 2.416 | 56.112 | 2.296 | 0
6171 | 0 | 0 | 0 | 2.653 | 53.349 | 2.52 | 0
6172 | 0 | 0 | 0 | 4.788 | 48.361 | 4.549 | 0
6173 | 0 | 0 | 0 | 7.609 | 40.436 | 7.228 | 0
6174 | 0 | 0 | 0 | 14.343 | 25.495 | 13.626 | 0
6175 | 0 | 2.092 | 0 | 16.504 | 8.304 | 17.666 | 0
6176 | 0 | 13.532 | 0 | 7.972 | 0 | 20.429 | 0
6177 | 0 | 33.195 | 0 | 0 | 0 | 19.553 | 11.983
6178 | 0 | 53.102 | 17.825 | 0 | 17.112 | 15.37 | 18.143
6179 | 0 | 61.19 | 25.912 | 0 | 41.988 | 13.982 | 19.531
6180 | 0 | 68.66 | 33.383 | 0 | 74.036 | 13.289 | 20.225
6181 | 0 | 72.004 | 36.727 | 0 | 109.293 | 12.57 | 20.943
6182 | 0 | 65.86 | 30.583 | 0 | 138.653 | 16.658 | 16.855
6183 | 0 | 55.948 | 33.775 | 0 | 171.077 | 16.927 | 4.137
6184 | 0 | 44.175 | 22.304 | 0 | 192.488 | 20.778 | 0
6185 | 0 | 25.831 | 1.583 | 0 | 194.008 | 23.036 | 0
6186 | 3.047 | 6.21 | 0 | 14.537 | 178.865 | 28.446 | 0
6187 | 3.047 | 0 | 0 | 23.592 | 154.29 | 31.824 | 0
6188 | 3.047 | 0 | 0 | 15.241 | 138.414 | 21.907 | 0
6189 | 3.047 | 0 | 0 | 8.025 | 130.055 | 13.337 | 0
6190 | 3.047 | 0 | 0 | 1.771 | 128.211 | 5.911 | 0
6191 | 3.047 | 0 | 0 | 0 | 128.211 | 3.541 | 0
6192 | 2.179 | 0 | 0 | 0 | 128.211 | 2.179 | 0
6193 | 2.393 | 0 | 0 | 0 | 128.211 | 2.393 | 0
6194 | 2.372 | 0 | 0 | 0 | 128.211 | 2.372 | 0
6195 | 3.047 | 0 | 0 | 0 | 128.211 | 3.358 | 0
6196 | 3.047 | 0 | 0 | 1.125 | 127.038 | 5.145 | 0
6197 | 3.047 | 0 | 0 | 3.713 | 123.171 | 8.218 | 0
6198 | 3.047 | 0 | 0 | 6.966 | 115.915 | 12.08 | 0
6199 | 3.047 | 3.485 | 0 | 8.11 | 107.467 | 17.577 | 0
6200 | 3.047 | 4.589 | 0 | 11.237 | 95.762 | 22.602 | 0
6201 | 3.047 | 11.547 | 0 | 3.255 | 92.37 | 21.387 | 0
6202 | 3.047 | 16.557 | 5.619 | 0 | 97.765 | 16.797 | 0
6203 | 3.047 | 12.206 | 5.037 | 0 | 102.6 | 12.322 | 0
6204 | 3.047 | 13.689 | 6.687 | 0 | 109.02 | 12.122 | 0
6205 | 3.047 | 13.714 | 5.045 | 0 | 113.864 | 14.102 | 0
6206 | 3.047 | 7.765 | 0 | 3.045 | 110.691 | 16.646 | 0
6207 | 3.047 | 12.586 | 2.521 | 0 | 113.111 | 15.761 | 0
6208 | 3.047 | 15.676 | 4.313 | 0 | 117.252 | 17.301 | 0
6209 | 3.047 | 9.213 | 0 | 7.86 | 109.065 | 24.082 | 0
6210 | 3.047 | 3.136 | 0 | 19.711 | 88.533 | 30.938 | 0
6211 | 3.047 | 0 | 0 | 20.382 | 67.302 | 28.012 | 0
6212 | 3.047 | 0 | 0 | 14.37 | 52.333 | 20.872 | 0
6213 | 3.047 | 0 | 0 | 7.043 | 44.997 | 12.171 | 0
6214 | 3.047 | 0 | 0 | 3.202 | 41.662 | 7.611 | 0
6215 | 3.047 | 0 | 0 | 0 | 41.662 | 3.23 | 0
6216 | 2.105 | 0 | 0 | 0 | 41.662 | 2.105 | 0
6217 | 2.71 | 0 | 0 | 0 | 41.662 | 2.71 | 0
6218 | 2.849 | 0 | 0 | 0 | 41.662 | 2.849 | 0
6219 | 2.847 | 0 | 0 | 0 | 41.662 | 2.847 | 0
6220 | 3.047 | 0 | 0 | 0.592 | 41.046 | 4.511 | 0
6221 | 3.047 | 0 | 0 | 3.053 | 37.866 | 7.433 | 0
6222 | 3.047 | 0 | 0 | 8.61 | 28.897 | 14.033 | 0
6223 | 3.047 | 1.321 | 0 | 18.544 | 9.581 | 27.398 | 0
6224 | 3.047 | 15.544 | 0 | 9.198 | 0 | 33.189 | 0
6225 | 0 | 33.836 | 0 | 0 | 0 | 25.496 | 6.648
6226 | 0 | 31.657 | 11.099 | 0 | 10.655 | 13.455 | 6.075
6227 | 0 | 40.617 | 32.782 | 0 | 42.126 | 7.443 | 0
6228 | 0 | 50.388 | 42.275 | 0 | 82.71 | 7.708 | 0
6229 | 0 | 48.866 | 39.807 | 0 | 120.924 | 8.607 | 0
6230 | 0 | 37.437 | 28.126 | 0 | 147.925 | 8.845 | 0
6231 | 0 | 37.665 | 27.586 | 0 | 174.408 | 9.575 | 0
6232 | 0 | 33.305 | 19.696 | 0 | 193.316 | 12.929 | 0
6233 | 0 | 21.709 | 0.721 | 0 | 194.008 | 19.938 | 0
6234 | 0 | 4.388 | 0 | 30.675 | 162.055 | 33.31 | 0
6235 | 3.047 | 0 | 0 | 35.277 | 125.308 | 37.793 | 0
6236 | 0.006 | 0 | 0 | 34.241 | 89.64 | 32.535 | 0
6237 | 0 | 0 | 0 | 18.11 | 70.775 | 17.205 | 0
6238 | 0 | 0 | 0 | 7.664 | 62.792 | 7.281 | 0
6239 | 0 | 0 | 0 | 4.769 | 57.824 | 4.531 | 0
6240 | 2.104 | 0 | 0 | 0 | 57.824 | 2.104 | 0
6241 | 2.789 | 0 | 0 | 0 | 57.824 | 2.789 | 0
6242 | 0 | 0 | 0 | 3.31 | 54.377 | 3.144 | 0
6243 | 3.047 | 0 | 0 | 0.086 | 54.287 | 3.128 | 0
6244 | 3.047 | 0 | 0 | 1.449 | 52.778 | 4.423 | 0
6245 | 3.047 | 0 | 0 | 4.264 | 48.337 | 7.097 | 0
6246 | 3.047 | 0 | 0 | 14.083 | 33.667 | 16.425 | 0
6247 | 3.047 | 2.325 | 0 | 19.674 | 13.174 | 23.945 | 0
6248 | 3.047 | 16.49 | 0 | 12.647 | 0 | 30.726 | 0
6249 | 0 | 36.803 | 1.526 | 0 | 1.465 | 21.254 | 12.26
6250 | 0 | 53.225 | 17.948 | 0 | 18.694 | 10.472 | 23.042
6251 | 0 | 59.24 | 23.962 | 0 | 41.698 | 9.527 | 23.986
6252 | 0 | 57.459 | 25.839 | 0 | 66.504 | 7.2 | 22.839
6253 | 0 | 57.077 | 49.254 | 0 | 113.788 | 7.431 | 0
6254 | 0 | 51.632 | 42.671 | 0 | 154.753 | 8.513 | 0
6255 | 0 | 39.839 | 27.555 | 0 | 181.205 | 11.67 | 0
6256 | 0 | 28.255 | 13.336 | 0 | 194.008 | 14.173 | 0
6257 | 0 | 13.897 | 0 | 7.734 | 185.952 | 20.549 | 0
6258 | 0 | 5.323 | 0 | 25.46 | 159.431 | 29.244 | 0
6259 | 0 | 0 | 0 | 34.47 | 123.525 | 32.746 | 0
6260 | 0 | 0 | 0 | 29.287 | 93.017 | 27.823 | 0
6261 | 0 | 0 | 0 | 15.081 | 77.308 | 14.327 | 0
6262 | 0 | 0 | 0 | 6.02 | 71.037 | 5.719 | 0
6263 | 0 | 0 | 0 | 3.113 | 67.794 | 2.958 | 0
6264 | 0 | 0 | 0 | 1.935 | 65.778 | 1.838 | 0
6265 | 0 | 0 | 0 | 2.546 | 63.127 | 2.418 | 0
6266 | 0 | 0 | 0 | 2.452 | 60.572 | 2.33 | 0
6267 | 0 | 0 | 0 | 2.095 | 58.39 | 1.99 | 0
6268 | 0 | 0 | 0 | 3.462 | 54.784 | 3.289 | 0
6269 | 0 | 0 | 0 | 5.083 | 49.489 | 4.829 | 0
6270 | 0.75 | 0 | 0 | 11.915 | 37.078 | 12.069 | 0
6271 | 3.047 | 1.954 | 0 | 23.629 | 12.464 | 27.351 | 0
6272 | 3.047 | 15.178 | 0 | 11.966 | 0 | 28.834 | 0
6273 | 0 | 35.397 | 0.12 | 0 | 0.115 | 23.115 | 10.398
6274 | 0 | 51.238 | 15.96 | 0 | 15.437 | 10.589 | 22.925
6275 | 0 | 58.665 | 23.387 | 0 | 37.889 | 6.479 | 27.035
6276 | 0 | 66.558 | 31.281 | 0 | 67.919 | 6.523 | 26.99
6277 | 0 | 70.932 | 35.655 | 0 | 102.147 | 6.637 | 26.876
6278 | 0 | 67.489 | 32.211 | 0 | 133.07 | 7.88 | 25.633
6279 | 0 | 59.92 | 33.791 | 0 | 165.51 | 11.1 | 13.723
6280 | 0 | 45.108 | 29.685 | 0 | 194.008 | 14.652 | 0
6281 | 0 | 16.956 | 0 | 5.504 | 188.274 | 21.337 | 0
6282 | 0 | 3.813 | 0 | 28.299 | 158.797 | 30.506 | 0
6283 | 0.961 | 0 | 0 | 35.277 | 122.05 | 34.474 | 0
6284 | 0 | 0 | 0 | 32.352 | 88.35 | 30.734 | 0
6285 | 0 | 0 | 0 | 18.4 | 69.183 | 17.48 | 0
6286 | 0 | 0 | 0 | 7.266 | 61.615 | 6.902 | 0
6287 | 0 | 0 | 0 | 2.7 | 58.802 | 2.565 | 0
6288 | 0 | 0 | 0 | 2.363 | 56.34 | 2.245 | 0
6289 | 0 | 0 | 0 | 2.638 | 53.593 | 2.506 | 0
6290 | 0.294 | 0 | 0 | 2.667 | 50.814 | 2.828 | 0
6291 | 2.984 | 0 | 0 | 0 | 50.814 | 2.984 | 0
6292 | 3.047 | 0 | 0 | 0.269 | 50.534 | 3.302 | 0
6293 | 3.047 | 0 | 0 | 2.187 | 48.256 | 5.124 | 0
6294 | 0 | 0 | 0 | 16.894 | 30.658 | 16.049 | 0
6295 | 3.047 | 2.144 | 0 | 21.112 | 8.667 | 25.139 | 0
6296 | 3.047 | 17.158 | 0 | 8.32 | 0 | 27.251 | 0
6297 | 0 | 37.668 | 2.39 | 0 | 2.295 | 22.131 | 11.382
6298 | 0 | 54.699 | 19.421 | 0 | 20.939 | 11.319 | 22.194
6299 | 0 | 66.221 | 30.944 | 0 | 50.645 | 5.795 | 27.718
6300 | 0 | 72.561 | 37.284 | 0 | 86.438 | 5.144 | 28.369
6301 | 0 | 71.286 | 36.009 | 0 | 121.007 | 6.05 | 27.463
6302 | 0 | 61.799 | 26.522 | 0 | 146.468 | 7.533 | 25.98
6303 | 0 | 55.579 | 20.302 | 0 | 165.957 | 10.215 | 23.298
6304 | 0 | 42.85 | 22.036 | 0 | 187.112 | 14.951 | 4.822
6305 | 0 | 26.181 | 7.184 | 0 | 194.008 | 18.047 | 0
6306 | 0 | 6.575 | 0 | 27.364 | 165.504 | 32.242 | 0
6307 | 1.252 | 0 | 0 | 35.277 | 128.757 | 34.766 | 0
6308 | 0 | 0 | 0 | 31.051 | 96.412 | 29.498 | 0
6309 | 0 | 0 | 0 | 17.543 | 78.138 | 16.666 | 0
6310 | 0 | 0 | 0 | 7.358 | 70.474 | 6.99 | 0
6311 | 0 | 0 | 0 | 2.979 | 67.371 | 2.83 | 0
6312 | 0 | 0 | 0 | 2.375 | 64.897 | 2.256 | 0
6313 | 0 | 0 | 0 | 2.677 | 62.109 | 2.543 | 0
6314 | 0 | 0 | 0 | 2.624 | 59.375 | 2.493 | 0
6315 | 0 | 0 | 0 | 2.706 | 56.557 | 2.571 | 0
6316 | 0 | 0 | 0 | 3.784 | 52.615 | 3.595 | 0
6317 | 2.18 | 0 | 0 | 5.241 | 47.155 | 7.159 | 0
6318 | 3.047 | 0 | 0 | 11.422 | 35.257 | 13.897 | 0
6319 | 3.047 | 1.594 | 0 | 20.834 | 13.555 | 24.352 | 0
6320 | 3.047 | 13.546 | 0 | 13.013 | 0 | 28.278 | 0
6321 | 0 | 28.689 | 0 | 0 | 0 | 22.871 | 4.383
6322 | 0 | 46.599 | 11.321 | 0 | 10.869 | 10.776 | 22.738
6323 | 0 | 47.691 | 12.414 | 0 | 22.786 | 7.206 | 26.308
6324 | 0 | 68.663 | 33.386 | 0 | 54.836 | 7.706 | 25.808
6325 | 0 | 69.817 | 34.539 | 0 | 87.994 | 9.085 | 24.429
6326 | 0 | 68.712 | 34.624 | 0 | 121.233 | 9.191 | 23.192
6327 | 0 | 58.354 | 23.077 | 0 | 143.387 | 11.316 | 22.197
6328 | 0 | 44.434 | 29.005 | 0 | 171.231 | 14.658 | 0
6329 | 0 | 28.474 | 8.971 | 0 | 179.843 | 18.528 | 0
6330 | 0 | 6.785 | 0 | 21.775 | 157.161 | 27.132 | 0
6331 | 0.268 | 0 | 0 | 35.277 | 120.414 | 33.781 | 0
6332 | 0 | 0 | 0 | 28.43 | 90.799 | 27.009 | 0
6333 | 0 | 0 | 0 | 17.888 | 72.165 | 16.994 | 0
6334 | 0 | 0 | 0 | 7.241 | 64.622 | 6.879 | 0
6335 | 0 | 0 | 0 | 2.964 | 61.534 | 2.816 | 0
6336 | 0 | 0 | 0 | 2.243 | 59.197 | 2.131 | 0
6337 | 0 | 0 | 0 | 2.727 | 56.356 | 2.591 | 0
6338 | 0 | 0 | 0 | 2.613 | 53.634 | 2.482 | 0
6339 | 0 | 0 | 0 | 2.679 | 50.843 | 2.545 | 0
6340 | 0 | 0 | 0 | 3.791 | 46.895 | 3.601 | 0
6341 | 0 | 0 | 0 | 6.64 | 39.978 | 6.308 | 0
6342 | 0 | 0 | 0 | 13.69 | 25.718 | 13.005 | 0
6343 | 0 | 2.292 | 0 | 17.701 | 7.279 | 18.994 | 0
6344 | 0 | 15.677 | 0 | 6.988 | 0 | 21.532 | 0
6345 | 0 | 37.294 | 2.017 | 0 | 1.936 | 18.365 | 15.148
6346 | 0 | 53.847 | 18.57 | 0 | 19.763 | 15.483 | 18.031
6347 | 0 | 62.313 | 27.036 | 0 | 45.718 | 13.381 | 20.132
6348 | 0 | 69.882 | 34.605 | 0 | 78.939 | 11.089 | 22.425
6349 | 0 | 71.22 | 35.943 | 0 | 113.444 | 12.33 | 21.183
6350 | 0 | 67.46 | 32.183 | 0 | 144.339 | 15.558 | 17.955
6351 | 0 | 60.198 | 24.92 | 0 | 168.263 | 16.146 | 17.367
6352 | 0 | 47.73 | 12.453 | 0 | 180.218 | 19.404 | 14.109
6353 | 0 | 26.496 | 0 | 8.781 | 171.071 | 23.596 | 9.918
6354 | 0 | 5.948 | 0 | 29.329 | 140.52 | 26.713 | 6.801
6355 | 0 | 0 | 0 | 33.107 | 106.033 | 26.247 | 5.205
6356 | 0 | 0 | 0 | 21.33 | 83.814 | 20.264 | 0
6357 | 0 | 0 | 0 | 11.776 | 71.547 | 11.187 | 0
6358 | 0 | 0 | 0 | 6.127 | 65.166 | 5.82 | 0
6359 | 0 | 0 | 0 | 2.675 | 62.379 | 2.541 | 0
6360 | 0 | 0 | 0 | 2.202 | 60.086 | 2.091 | 0
6361 | 0 | 0 | 0 | 2.63 | 57.346 | 2.499 | 0
6362 | 0 | 0 | 0 | 2.744 | 54.487 | 2.607 | 0
6363 | 0 | 0 | 0 | 2.915 | 51.45 | 2.77 | 0
6364 | 0 | 0 | 0 | 4.976 | 46.267 | 4.727 | 0
6365 | 0 | 0 | 0 | 10.002 | 35.848 | 9.502 | 0
6366 | 0 | 0 | 0 | 11.998 | 23.35 | 11.398 | 0
6367 | 0 | 2.592 | 0 | 17.13 | 5.506 | 18.736 | 0
6368 | 0 | 16.978 | 0 | 5.286 | 0 | 21.151 | 0
6369 | 0 | 34.945 | 0 | 0 | 0 | 16.892 | 16.305
6370 | 0 | 53.401 | 18.124 | 0 | 17.399 | 12.771 | 20.742
6371 | 0 | 65.052 | 29.775 | 0 | 45.983 | 11.384 | 22.129
6372 | 0 | 70.39 | 35.112 | 0 | 79.691 | 15.447 | 18.066
6373 | 0 | 72.982 | 37.705 | 0 | 115.888 | 14.317 | 19.196
6374 | 0 | 68.29 | 33.012 | 0 | 147.58 | 13.677 | 19.836
6375 | 0 | 60.595 | 25.317 | 0 | 171.885 | 15.685 | 17.828
6376 | 0 | 39.628 | 6.721 | 0 | 178.336 | 20.074 | 11.188
6377 | 0 | 18.629 | 0 | 6.826 | 171.226 | 24.182 | 0
6378 | 0 | 4.903 | 0 | 21.739 | 148.582 | 25.31 | 0
6379 | 0 | 0 | 0 | 25.655 | 121.858 | 24.372 | 0
6380 | 0 | 0 | 0 | 19.611 | 101.43 | 18.63 | 0
6381 | 0 | 0 | 0 | 15.072 | 85.73 | 14.318 | 0
6382 | 0 | 0 | 0 | 6.531 | 78.927 | 6.204 | 0
6383 | 0 | 0 | 0 | 3.89 | 74.876 | 3.695 | 0
6384 | 0 | 0 | 0 | 2.419 | 72.356 | 2.298 | 0
6385 | 0 | 0 | 0 | 2.516 | 69.735 | 2.39 | 0
6386 | 0 | 0 | 0 | 2.751 | 66.87 | 2.614 | 0
6387 | 0 | 0 | 0 | 3.013 | 63.732 | 2.862 | 0
6388 | 0 | 0 | 0 | 4.144 | 59.415 | 3.937 | 0
6389 | 0 | 0 | 0 | 6.991 | 52.133 | 6.641 | 0
6390 | 0 | 0 | 0 | 14.333 | 37.203 | 13.616 | 0
6391 | 0 | 3.384 | 0 | 21.53 | 14.776 | 23.669 | 0
6392 | 0 | 18.257 | 0 | 14.185 | 0 | 30.82 | 0
6393 | 0 | 37.187 | 1.91 | 0 | 1.833 | 23.96 | 9.554
6394 | 0 | 53.74 | 18.463 | 0 | 19.557 | 12.279 | 21.235
6395 | 0 | 60.377 | 25.099 | 0 | 43.653 | 8.304 | 25.21
6396 | 0 | 72.094 | 36.816 | 0 | 78.997 | 6.383 | 27.131
6397 | 0 | 73.318 | 38.04 | 0 | 115.515 | 8.063 | 25.451
6398 | 0 | 68.419 | 33.142 | 0 | 147.331 | 9.744 | 23.77
6399 | 0 | 59.392 | 24.114 | 0 | 170.481 | 11.561 | 21.952
6400 | 0 | 44.104 | 18.037 | 0 | 187.797 | 15.17 | 9.594
6401 | 0 | 26.417 | 6.47 | 0 | 194.008 | 18.95 | 0
6402 | 0 | 6.306 | 0 | 24.733 | 168.245 | 29.487 | 0
6403 | 2.682 | 0 | 0 | 35.277 | 131.498 | 36.196 | 0
6404 | 0 | 0 | 0 | 29.52 | 100.748 | 28.044 | 0
6405 | 0 | 0 | 0 | 15.59 | 84.508 | 14.811 | 0
6406 | 0 | 0 | 0 | 8.079 | 76.092 | 7.675 | 0
6407 | 0 | 0 | 0 | 2.909 | 73.062 | 2.764 | 0
6408 | 0 | 0 | 0 | 2.363 | 70.6 | 2.245 | 0
6409 | 0 | 0 | 0 | 2.567 | 67.927 | 2.438 | 0
6410 | 0 | 0 | 0 | 2.55 | 65.271 | 2.422 | 0
6411 | 0 | 0 | 0 | 2.925 | 62.224 | 2.779 | 0
6412 | 0 | 0 | 0 | 4.383 | 57.658 | 4.164 | 0
6413 | 0 | 0 | 0 | 5.296 | 52.142 | 5.031 | 0
6414 | 0 | 0 | 0 | 12.68 | 38.934 | 12.046 | 0
6415 | 0 | 1.739 | 0 | 22.569 | 15.424 | 23.093 | 0
6416 | 0 | 15.782 | 0 | 14.807 | 0 | 29.06 | 0
6417 | 0 | 27.135 | 0 | 0 | 0 | 23.376 | 2.402
6418 | 0 | 39.36 | 4.083 | 0 | 3.92 | 12.364 | 21.149
6419 | 0 | 60.244 | 24.967 | 0 | 27.888 | 9.023 | 24.49
6420 | 0 | 71.869 | 36.592 | 0 | 63.017 | 7.953 | 25.56
6421 | 0 | 72.439 | 37.161 | 0 | 98.692 | 8.514 | 25
6422 | 0 | 65.666 | 30.389 | 0 | 127.865 | 9.646 | 23.868
6423 | 0 | 58.115 | 35.582 | 0 | 162.024 | 11.008 | 10.399
6424 | 0 | 43.156 | 27.228 | 0 | 188.163 | 15.132 | 0
6425 | 0 | 27.473 | 6.088 | 0 | 194.008 | 20.316 | 0
6426 | 0 | 6.289 | 0 | 26.731 | 166.163 | 31.369 | 0
6427 | 1.356 | 0 | 0 | 35.277 | 129.416 | 34.87 | 0
6428 | 0 | 0 | 0 | 30.938 | 97.189 | 29.391 | 0
6429 | 0 | 0 | 0 | 20.504 | 75.83 | 19.479 | 0
6430 | 0 | 0 | 0 | 8.081 | 67.413 | 7.677 | 0
6431 | 0 | 0 | 0 | 3.816 | 63.438 | 3.625 | 0
6432 | 0 | 0 | 0 | 2.067 | 61.285 | 1.964 | 0
6433 | 0 | 0 | 0 | 2.859 | 58.307 | 2.716 | 0
6434 | 0 | 0 | 0 | 2.882 | 55.305 | 2.738 | 0
6435 | 0 | 0 | 0 | 3.093 | 52.083 | 2.938 | 0
6436 | 0 | 0 | 0 | 4.342 | 47.561 | 4.125 | 0
6437 | 0.337 | 0 | 0 | 5.692 | 41.632 | 5.744 | 0
6438 | 3.047 | 0 | 0 | 9.568 | 31.665 | 12.137 | 0
6439 | 3.047 | 2.627 | 0 | 20.393 | 10.422 | 24.915 | 0
6440 | 3.047 | 17.551 | 0 | 10.005 | 0 | 29.225 | 0
6441 | 0 | 37.25 | 1.973 | 0 | 1.894 | 21.303 | 12.21
6442 | 0 | 54.133 | 18.856 | 0 | 19.996 | 13.44 | 20.073
6443 | 0 | 64.645 | 29.367 | 0 | 48.188 | 7.717 | 25.796
6444 | 0 | 68.091 | 32.814 | 0 | 79.69 | 6.65 | 26.864
6445 | 0 | 68.59 | 33.313 | 0 | 111.67 | 11.334 | 22.18
6446 | 0 | 67.532 | 32.255 | 0 | 142.634 | 7.841 | 25.673
6447 | 0 | 58.36 | 23.083 | 0 | 164.793 | 10.712 | 22.801
6448 | 0 | 45.714 | 25.991 | 0 | 189.745 | 15.263 | 3.474
6449 | 0 | 27.221 | 4.441 | 0 | 194.008 | 21.641 | 0
6450 | 0 | 5.242 | 0 | 27.766 | 165.085 | 31.358 | 0
6451 | 1.609 | 0 | 0 | 35.277 | 128.338 | 35.123 | 0
6452 | 0 | 0 | 0 | 30.574 | 96.49 | 29.045 | 0
6453 | 0 | 0 | 0 | 20.731 | 74.895 | 19.694 | 0
6454 | 0 | 0 | 0 | 8.267 | 66.284 | 7.854 | 0
6455 | 0 | 0 | 0 | 4.337 | 61.767 | 4.12 | 0
6456 | 0 | 0 | 0 | 2.297 | 59.374 | 2.182 | 0
6457 | 0 | 0 | 0 | 2.487 | 56.783 | 2.363 | 0
6458 | 0 | 0 | 0 | 2.756 | 53.912 | 2.618 | 0
6459 | 0 | 0 | 0 | 3.173 | 50.607 | 3.014 | 0
6460 | 0 | 0 | 0 | 3.99 | 46.451 | 3.791 | 0
6461 | 0 | 0 | 0 | 7.226 | 38.924 | 6.864 | 0
6462 | 0.401 | 0 | 0 | 12.736 | 25.657 | 12.501 | 0
6463 | 3.047 | 2.693 | 0 | 17.209 | 7.731 | 21.954 | 0
6464 | 3.047 | 17.565 | 0 | 7.421 | 0 | 26.784 | 0
6465 | 0 | 37.106 | 1.829 | 0 | 1.756 | 22.868 | 10.646
6466 | 0 | 46.947 | 11.67 | 0 | 12.959 | 10.842 | 22.671
6467 | 0 | 66.772 | 31.495 | 0 | 43.194 | 7.759 | 25.754
6468 | 0 | 74.418 | 39.141 | 0 | 80.769 | 6.959 | 26.554
6469 | 0 | 75.97 | 40.692 | 0 | 119.834 | 6.365 | 27.148
6470 | 0 | 69.748 | 34.471 | 0 | 152.926 | 9.049 | 24.464
6471 | 0 | 59.668 | 24.391 | 0 | 176.341 | 10.431 | 23.083
6472 | 0 | 45.43 | 18.403 | 0 | 194.008 | 12.474 | 13.202
6473 | 0 | 21.567 | 0 | 0.548 | 193.437 | 21.009 | 0
6474 | 0 | 4.598 | 0 | 27.113 | 165.194 | 30.126 | 0
6475 | 0 | 0 | 0 | 34.037 | 129.739 | 32.335 | 0
6476 | 0 | 0 | 0 | 28.777 | 99.763 | 27.338 | 0
6477 | 0 | 0 | 0 | 19.403 | 79.551 | 18.433 | 0
6478 | 0 | 0 | 0 | 5.873 | 73.434 | 5.579 | 0
6479 | 0 | 0 | 0 | 2.639 | 70.685 | 2.507 | 0
6480 | 0 | 0 | 0 | 2.183 | 68.411 | 2.074 | 0
6481 | 0 | 0 | 0 | 2.567 | 65.737 | 2.439 | 0
6482 | 0 | 0 | 0 | 2.523 | 63.11 | 2.396 | 0
6483 | 0 | 0 | 0 | 2.77 | 60.224 | 2.632 | 0
6484 | 0 | 0 | 0 | 3.91 | 56.151 | 3.714 | 0
6485 | 0 | 0 | 0 | 9.254 | 46.511 | 8.792 | 0
6486 | 0 | 0 | 0 | 14.331 | 31.583 | 13.615 | 0
6487 | 0.653 | 3.466 | 0 | 22.341 | 8.311 | 25.17 | 0
6488 | 3.047 | 19.246 | 0 | 7.978 | 0 | 28.909 | 0
6489 | 0 | 39.928 | 4.651 | 0 | 4.465 | 24.593 | 8.92
6490 | 0 | 52.489 | 17.212 | 0 | 20.989 | 12.188 | 21.325
6491 | 0 | 63.846 | 28.568 | 0 | 48.414 | 5.812 | 27.701
6492 | 0 | 67.374 | 32.096 | 0 | 79.227 | 5.569 | 27.944
6493 | 0 | 73.188 | 37.911 | 0 | 115.621 | 6.792 | 26.721
6494 | 0 | 70.497 | 35.22 | 0 | 149.432 | 8.427 | 25.086
6495 | 0 | 62.647 | 27.37 | 0 | 175.707 | 9.535 | 23.978
6496 | 0 | 48.215 | 12.938 | 0 | 188.127 | 14.712 | 18.802
6497 | 0 | 27.649 | 0 | 7.628 | 180.181 | 21.066 | 12.448
6498 | 0 | 6.576 | 0 | 28.436 | 150.56 | 29.931 | 3.331
6499 | 0 | 0 | 0 | 33.384 | 115.785 | 31.715 | 0
6500 | 0 | 0 | 0 | 28.812 | 85.773 | 27.371 | 0
6501 | 0 | 0 | 0 | 17.161 | 67.897 | 16.303 | 0
6502 | 0 | 0 | 0 | 7.167 | 60.432 | 6.808 | 0
6503 | 0 | 0 | 0 | 2.707 | 57.612 | 2.572 | 0
6504 | 0 | 0 | 0 | 2.666 | 54.835 | 2.532 | 0
6505 | 0 | 0 | 0 | 2.914 | 51.8 | 2.768 | 0
6506 | 0 | 0 | 0 | 2.657 | 49.032 | 2.524 | 0
6507 | 0 | 0 | 0 | 2.541 | 46.386 | 2.414 | 0
6508 | 0 | 0 | 0 | 3.494 | 42.747 | 3.319 | 0
6509 | 0 | 0 | 0 | 6.99 | 35.466 | 6.64 | 0
6510 | 0 | 0 | 0 | 12.816 | 22.116 | 12.175 | 0
6511 | 0 | 3.765 | 0 | 16.993 | 4.415 | 19.72 | 0
6512 | 0 | 19.269 | 0 | 4.238 | 0 | 22.332 | 0
6513 | 0 | 39.867 | 4.59 | 0 | 4.407 | 18.073 | 15.44
6514 | 0 | 58.498 | 23.221 | 0 | 26.699 | 14.541 | 18.972
6515 | 0 | 66.427 | 65.284 | 34.134 | 53.815 | 13.412 | 20.101
6516 | 0 | 73.442 | 38.165 | 0 | 90.454 | 12.694 | 20.819
6517 | 0 | 71.254 | 35.977 | 0 | 124.991 | 15.817 | 17.696
6518 | 0 | 68.419 | 33.142 | 0 | 156.808 | 15.225 | 18.288
6519 | 0 | 61.913 | 26.636 | 0 | 182.378 | 16.298 | 17.216
6520 | 0 | 47.392 | 12.115 | 0 | 194.008 | 20.408 | 13.105
6521 | 0 | 25.778 | 0 | 9.499 | 184.113 | 27.695 | 5.819
6522 | 0 | 5.423 | 0 | 29.855 | 153.014 | 31.508 | 2.005
6523 | 0 | 0 | 0 | 35.277 | 116.267 | 30.059 | 3.454
6524 | 0 | 0 | 0 | 32.86 | 82.038 | 22.274 | 8.943
6525 | 0 | 0 | 0 | 14.544 | 66.888 | 13.817 | 0
6526 | 0 | 0 | 0 | 6.373 | 60.25 | 6.054 | 0
6527 | 0 | 0 | 0 | 3.71 | 56.385 | 3.525 | 0
6528 | 0 | 0 | 0 | 2.128 | 54.168 | 2.022 | 0
6529 | 0 | 0 | 0 | 2.23 | 51.845 | 2.118 | 0
6530 | 0 | 0 | 0 | 2.639 | 49.097 | 2.507 | 0
6531 | 0 | 0 | 0 | 2.924 | 46.051 | 2.778 | 0
6532 | 0 | 0 | 0 | 3.571 | 42.331 | 3.393 | 0
6533 | 0 | 0 | 0 | 5.185 | 36.93 | 4.926 | 0
6534 | 0 | 0 | 0 | 13.052 | 23.335 | 12.399 | 0
6535 | 0 | 3.752 | 0 | 16.879 | 5.752 | 19.6 | 0
6536 | 0 | 19.333 | 0 | 5.522 | 0 | 23.612 | 0
6537 | 0 | 40.134 | 4.857 | 0 | 4.662 | 19.486 | 14.027
6538 | 0 | 56.369 | 21.092 | 0 | 24.91 | 16.254 | 17.259
6539 | 0 | 67.694 | 32.417 | 0 | 56.031 | 13.89 | 19.624
6540 | 0 | 71.277 | 35.999 | 0 | 90.59 | 14.047 | 19.466
6541 | 0 | 71.019 | 35.742 | 0 | 124.902 | 13.986 | 19.528
6542 | 0 | 69.659 | 34.382 | 0 | 157.909 | 15.575 | 17.938
6543 | 0 | 53.176 | 17.899 | 0 | 175.092 | 14.884 | 18.629
6544 | 0 | 45.091 | 9.814 | 0 | 184.513 | 18.483 | 15.03
6545 | 0 | 25.699 | 0 | 9.578 | 174.536 | 24.292 | 9.222
6546 | 0 | 5.599 | 0 | 26.952 | 146.461 | 28.735 | 2.189
6547 | 0 | 0 | 0 | 30.207 | 114.995 | 28.697 | 0
6548 | 0 | 0 | 0 | 22.856 | 91.187 | 21.713 | 0
6549 | 0 | 0 | 0 | 11.247 | 79.471 | 10.685 | 0
6550 | 0 | 0 | 0 | 8.105 | 71.029 | 7.699 | 0
6551 | 0 | 0 | 0 | 4.366 | 66.481 | 4.148 | 0
6552 | 0 | 0 | 0 | 2.115 | 64.278 | 2.009 | 0
6553 | 0 | 0 | 0 | 2.414 | 61.763 | 2.294 | 0
6554 | 0 | 0 | 0 | 2.369 | 59.296 | 2.25 | 0
6555 | 0 | 0 | 0 | 2.813 | 56.366 | 2.672 | 0
6556 | 0 | 0 | 0 | 4.255 | 51.934 | 4.042 | 0
6557 | 0 | 0 | 0 | 5.925 | 45.762 | 5.628 | 0
6558 | 0 | 0 | 0 | 13.876 | 31.308 | 13.183 | 0
6559 | 0 | 3.853 | 0 | 20.057 | 10.415 | 22.715 | 0
6560 | 0 | 19.386 | 0 | 9.998 | 0 | 27.915 | 0
6561 | 0 | 40.398 | 5.121 | 0 | 4.916 | 21.56 | 11.954
6562 | 0 | 54.199 | 18.922 | 0 | 23.082 | 12.158 | 21.356
6563 | 0 | 66.518 | 31.241 | 0 | 53.073 | 7.978 | 25.536
6564 | 0 | 70.454 | 35.176 | 0 | 86.842 | 8.091 | 25.423
6565 | 0 | 71.028 | 35.751 | 0 | 121.163 | 7.465 | 26.048
6566 | 0 | 66.856 | 31.579 | 0 | 151.478 | 9.404 | 24.109
6567 | 0 | 58.723 | 23.446 | 0 | 173.986 | 13.915 | 19.598
6568 | 0 | 45.265 | 19.971 | 0 | 193.158 | 18.433 | 5.596
6569 | 0 | 25.479 | 0.885 | 0 | 194.008 | 23.364 | 0
6570 | 0 | 4.839 | 0 | 27.52 | 165.341 | 30.742 | 0
6571 | 0 | 0 | 0 | 34.634 | 129.264 | 32.903 | 0
6572 | 0 | 0 | 0 | 26.669 | 101.484 | 25.335 | 0
6573 | 0 | 0 | 0 | 20.254 | 80.385 | 19.242 | 0
6574 | 0 | 0 | 0 | 7.749 | 72.313 | 7.362 | 0
6575 | 0 | 0 | 0 | 2.956 | 69.235 | 2.808 | 0
6576 | 0 | 0 | 0 | 2.001 | 67.151 | 1.901 | 0
6577 | 0 | 0 | 0 | 2.367 | 64.685 | 2.249 | 0
6578 | 0 | 0 | 0 | 2.295 | 62.294 | 2.181 | 0
6579 | 0 | 0 | 0 | 2.544 | 59.644 | 2.416 | 0
6580 | 0 | 0 | 0 | 3.944 | 55.536 | 3.747 | 0
6581 | 0 | 0 | 0 | 7.504 | 47.72 | 7.128 | 0
6582 | 0 | 0 | 0 | 15.156 | 31.932 | 14.398 | 0
6583 | 0 | 4.297 | 0 | 20.718 | 10.352 | 23.764 | 0
6584 | 1.721 | 20.082 | 0 | 9.937 | 0 | 30.239 | 0
6585 | 0 | 40.949 | 72.349 | 66.677 | 0 | 28.022 | 5.492
6586 | 0 | 57.726 | 183.909 | 161.461 | 8.365 | 12.16 | 21.353
6587 | 0 | 69.548 | 34.271 | 0 | 41.265 | 6.521 | 26.992
6588 | 0 | 76.182 | 40.905 | 0 | 80.534 | 6.171 | 27.342
6589 | 0 | 76.809 | 41.532 | 0 | 120.405 | 7.538 | 25.976
6590 | 0 | 73.787 | 38.509 | 0 | 157.374 | 9.641 | 23.872
6591 | 0 | 64.6 | 29.323 | 0 | 185.524 | 8.491 | 25.022
6592 | 0 | 44.115 | 8.838 | 0 | 194.008 | 13.623 | 19.891
6593 | 0 | 20.113 | 0 | 3.988 | 189.854 | 22.895 | 0
6594 | 0 | 5.895 | 0 | 26.623 | 162.122 | 30.892 | 0
6595 | 0 | 0 | 0 | 34.325 | 126.367 | 32.608 | 0
6596 | 0 | 0 | 0 | 28.183 | 97.01 | 26.774 | 0
6597 | 0 | 0 | 0 | 18.448 | 77.794 | 17.525 | 0
6598 | 0 | 0 | 0 | 6.885 | 70.622 | 6.541 | 0
6599 | 0 | 0 | 0 | 2.98 | 67.518 | 2.831 | 0
6600 | 0 | 0 | 0 | 2.479 | 64.935 | 2.355 | 0
6601 | 0 | 0 | 0 | 2.683 | 62.141 | 2.549 | 0
6602 | 0 | 0 | 0 | 2.388 | 59.653 | 2.268 | 0
6603 | 0 | 0 | 0 | 2.735 | 56.805 | 2.598 | 0
6604 | 0 | 0 | 0 | 4.12 | 52.513 | 3.914 | 0
6605 | 0 | 0 | 0 | 7.384 | 44.821 | 7.015 | 0
6606 | 0 | 0 | 0 | 14.189 | 30.041 | 13.48 | 0
6607 | 0 | 4.275 | 0 | 19.617 | 9.606 | 22.698 | 0
6608 | 0.566 | 20.322 | 0 | 9.222 | 0 | 28.633 | 0
6609 | 0 | 41.272 | 5.995 | 0 | 5.755 | 21.787 | 11.727
6610 | 0 | 59.025 | 23.748 | 0 | 28.553 | 13.884 | 19.629
6611 | 0 | 69.773 | 34.496 | 0 | 61.669 | 7.171 | 26.343
6612 | 0 | 76.108 | 40.831 | 0 | 100.867 | 6.699 | 26.814
6613 | 0 | 74.438 | 39.161 | 0 | 138.461 | 6.978 | 26.535
6614 | 0 | 72.969 | 194.008 | 156.316 | 161.88 | 9.629 | 23.885
6615 | 0 | 61.208 | 91.261 | 65.33 | 181.438 | 11.785 | 21.729
6616 | 0 | 48.371 | 13.094 | 0 | 194.008 | 16.491 | 17.023
6617 | 0 | 27.037 | 0 | 3.092 | 190.787 | 21.231 | 7.391
6618 | 0 | 4.888 | 0 | 25.296 | 164.438 | 28.675 | 0
6619 | 1.749 | 0 | 0 | 35.277 | 127.69 | 35.262 | 0
6620 | 0 | 0 | 0 | 28.062 | 98.46 | 26.658 | 0
6621 | 0 | 0 | 0 | 18.516 | 79.172 | 17.59 | 0
6622 | 0 | 0 | 0 | 6.869 | 72.016 | 6.526 | 0
6623 | 0 | 0 | 0 | 2.758 | 69.143 | 2.62 | 0
6624 | 0 | 0 | 0 | 2.483 | 66.557 | 2.359 | 0
6625 | 0 | 0 | 0 | 2.7 | 63.745 | 2.565 | 0
6626 | 0 | 0 | 0 | 2.536 | 61.104 | 2.409 | 0
6627 | 0 | 0 | 0 | 2.93 | 58.052 | 2.783 | 0
6628 | 0 | 0 | 0 | 3.377 | 54.534 | 3.208 | 0
6629 | 0 | 0 | 0 | 6.343 | 47.927 | 6.025 | 0
6630 | 0 | 0 | 0 | 14.074 | 33.267 | 13.37 | 0
6631 | 0 | 4.188 | 0 | 22.526 | 9.803 | 25.378 | 0
6632 | 0 | 20.184 | 0 | 9.41 | 0 | 28.115 | 0
6633 | 0 | 39.302 | 4.025 | 0 | 3.864 | 21.363 | 12.15
6634 | 0 | 55.84 | 20.563 | 0 | 23.605 | 13.192 | 20.321
6635 | 0 | 67.639 | 32.361 | 0 | 54.672 | 7.557 | 25.957
6636 | 0 | 70.637 | 35.36 | 0 | 88.617 | 8.563 | 24.95
6637 | 0 | 72.642 | 37.365 | 0 | 124.487 | 7.982 | 25.531
6638 | 0 | 67.493 | 32.216 | 0 | 155.414 | 8.925 | 24.589
6639 | 0 | 56.84 | 21.563 | 0 | 176.115 | 10.961 | 22.552
6640 | 0 | 46.479 | 14.519 | 0 | 190.053 | 15.392 | 14.97
6641 | 0 | 24.606 | 4.12 | 0 | 194.008 | 19.462 | 0
6642 | 0 | 4.17 | 0 | 26.164 | 166.754 | 28.817 | 0
6643 | 0 | 0 | 0 | 31.227 | 134.226 | 29.665 | 0
6644 | 0 | 0 | 0 | 26.991 | 106.111 | 25.641 | 0
6645 | 0 | 0 | 0 | 17.49 | 87.892 | 16.616 | 0
6646 | 0 | 0 | 0 | 6.741 | 80.87 | 6.404 | 0
6647 | 0 | 0 | 0 | 3.682 | 77.035 | 3.498 | 0
6648 | 0 | 0 | 0 | 2.404 | 74.531 | 2.283 | 0
6649 | 0 | 0 | 0 | 2.488 | 71.939 | 2.364 | 0
6650 | 0 | 0 | 0 | 2.65 | 69.179 | 2.517 | 0
6651 | 0 | 0 | 0 | 2.94 | 66.117 | 2.793 | 0
6652 | 0 | 0 | 0 | 3.747 | 62.213 | 3.56 | 0
6653 | 0 | 0 | 0 | 6.856 | 55.071 | 6.513 | 0
6654 | 0 | 0 | 0 | 15.638 | 38.782 | 14.856 | 0
6655 | 2.905 | 3.02 | 0 | 20.085 | 17.86 | 24.855 | 0
6656 | 3.047 | 8.162 | 0 | 17.145 | 0 | 27.089 | 0
6657 | 0 | 24.36 | 0 | 0 | 0 | 21.532 | 1.61
6658 | 0 | 33.478 | 0 | 0 | 0 | 11.979 | 19.825
6659 | 0 | 54.469 | 19.192 | 0 | 18.424 | 9.629 | 23.885
6660 | 0 | 62.695 | 27.418 | 0 | 44.745 | 7.719 | 25.795
6661 | 0 | 70.465 | 35.188 | 0 | 78.526 | 6.181 | 27.332
6662 | 0 | 71.183 | 35.906 | 0 | 112.995 | 8.488 | 25.025
6663 | 0 | 64.923 | 43.005 | 0 | 154.28 | 10.311 | 10.512
6664 | 0 | 49.502 | 33.672 | 0 | 186.605 | 15.039 | 0
6665 | 0 | 26.469 | 3.387 | 0 | 189.856 | 21.928 | 0
6666 | 0 | 5.488 | 0 | 27.959 | 160.732 | 31.775 | 0
6667 | 0 | 0 | 0 | 34.133 | 125.176 | 32.427 | 0
6668 | 0 | 0 | 0 | 32.15 | 91.687 | 30.543 | 0
6669 | 0 | 0 | 0 | 20.129 | 70.719 | 19.122 | 0
6670 | 0 | 0 | 0 | 7.804 | 62.589 | 7.414 | 0
6671 | 0 | 0 | 0 | 2.354 | 60.138 | 2.236 | 0
6672 | 0 | 0 | 0 | 1.849 | 58.211 | 1.757 | 0
6673 | 0 | 0 | 0 | 2.369 | 55.743 | 2.251 | 0
6674 | 0 | 0 | 0 | 2.803 | 52.823 | 2.663 | 0
6675 | 0 | 0 | 0 | 2.613 | 50.102 | 2.482 | 0
6676 | 0 | 0 | 0 | 3.207 | 46.761 | 3.047 | 0
6677 | 0 | 0 | 0 | 6.316 | 40.182 | 6 | 0
6678 | 0 | 0 | 0 | 9.842 | 29.93 | 9.35 | 0
6679 | 0 | 1.435 | 0 | 15.977 | 13.287 | 16.541 | 0
6680 | 0 | 10.115 | 0 | 12.756 | 0 | 21.727 | 0
6681 | 0 | 25.031 | 0 | 0 | 0 | 20.47 | 3.309
6682 | 0 | 48.773 | 13.496 | 0 | 12.956 | 16.922 | 16.591
6683 | 0 | 68.067 | 32.79 | 0 | 44.434 | 12.607 | 20.906
6684 | 0 | 72.964 | 37.687 | 0 | 80.614 | 13.127 | 20.386
6685 | 0 | 72.726 | 37.449 | 0 | 116.565 | 14.166 | 19.347
6686 | 0 | 68.008 | 32.731 | 0 | 147.987 | 17.065 | 16.449
6687 | 0 | 62.647 | 27.37 | 0 | 174.261 | 17.259 | 16.254
6688 | 0 | 47.804 | 12.527 | 0 | 186.288 | 19.922 | 13.591
6689 | 0 | 22.181 | 0 | 13.096 | 172.646 | 23.809 | 9.705
6690 | 0 | 2.902 | 0 | 32.376 | 138.921 | 28.856 | 4.658
6691 | 0 | 0 | 0 | 26.789 | 111.016 | 25.449 | 0
6692 | 0 | 0 | 0 | 20.424 | 89.741 | 19.047 | 0.356
6693 | 0 | 0 | 0 | 13.138 | 76.055 | 12.481 | 0
6694 | 0 | 0 | 0 | 7.87 | 67.857 | 7.477 | 0
6695 | 0 | 0 | 0 | 3.507 | 64.204 | 3.331 | 0
6696 | 0 | 0 | 0 | 2.025 | 62.095 | 1.924 | 0
6697 | 0 | 0 | 0 | 2.27 | 59.73 | 2.156 | 0
6698 | 0 | 0 | 0 | 2.719 | 56.898 | 2.583 | 0
6699 | 0 | 0 | 0 | 3.307 | 53.453 | 3.142 | 0
6700 | 0 | 0 | 0 | 4.557 | 48.706 | 4.329 | 0
6701 | 0 | 0 | 0 | 9.02 | 39.311 | 8.569 | 0
6702 | 0 | 0 | 0 | 12.762 | 26.017 | 12.123 | 0
6703 | 0 | 4.219 | 0 | 16.283 | 9.056 | 19.477 | 0
6704 | 0 | 12.772 | 0 | 7.596 | 1.143 | 19.349 | 0
6705 | 0 | 18.75 | 0 | 1.098 | 0 | 18.855 | 0
6706 | 0 | 28.695 | 0 | 0 | 0 | 15.992 | 11.268
6707 | 0 | 59.063 | 23.786 | 0 | 22.835 | 12.736 | 20.777
6708 | 0 | 70.218 | 34.94 | 0 | 56.377 | 11.884 | 21.63
6709 | 0 | 72.334 | 37.056 | 0 | 91.952 | 12.033 | 21.481
6710 | 0 | 66.956 | 31.679 | 0 | 122.363 | 15.023 | 18.49
6711 | 0 | 61.643 | 32.108 | 0 | 153.187 | 17.536 | 10.522
6712 | 0 | 48.918 | 28.349 | 0 | 180.402 | 19.541 | 0
6713 | 0 | 22.949 | 0 | 3.866 | 176.375 | 25.474 | 0
6714 | 0 | 3.898 | 0 | 25.474 | 149.839 | 27.904 | 0
6715 | 0 | 0 | 0 | 27.064 | 121.647 | 25.711 | 0
6716 | 0 | 0 | 0 | 19.333 | 101.509 | 18.366 | 0
6717 | 0 | 0 | 0 | 11.24 | 89.801 | 10.678 | 0
6718 | 0 | 0 | 0 | 6.585 | 82.942 | 6.255 | 0
6719 | 0 | 0 | 0 | 3.338 | 79.464 | 3.172 | 0
6720 | 0 | 0 | 0 | 2.246 | 77.125 | 2.133 | 0
6721 | 0 | 0 | 0 | 2.435 | 74.589 | 2.313 | 0
6722 | 0 | 0 | 0 | 2.726 | 71.75 | 2.589 | 0
6723 | 0 | 0 | 0 | 3.575 | 68.026 | 3.396 | 0
6724 | 0 | 0 | 0 | 3.606 | 64.27 | 3.425 | 0
6725 | 0 | 0 | 0 | 6.476 | 57.524 | 6.153 | 0
6726 | 0 | 0 | 0 | 13.521 | 43.44 | 12.845 | 0
6727 | 0 | 4.016 | 0 | 19.926 | 22.683 | 22.745 | 0
6728 | 0 | 11.873 | 0 | 20.473 | 1.357 | 30.729 | 0
6729 | 0 | 22.03 | 0 | 1.303 | 0 | 22.166 | 0
6730 | 0 | 39.707 | 4.43 | 0 | 4.253 | 12.788 | 20.725
6731 | 0 | 60.827 | 25.55 | 0 | 28.781 | 7.509 | 26.004
6732 | 0 | 71.978 | 36.701 | 0 | 64.013 | 6.889 | 26.624
6733 | 0 | 73.372 | 38.095 | 0 | 100.584 | 10.57 | 22.944
6734 | 0 | 67.201 | 31.924 | 0 | 131.231 | 9.338 | 24.176
6735 | 0 | 60.371 | 32.161 | 0 | 162.106 | 10.529 | 16.271
6736 | 0 | 46.81 | 30.92 | 0 | 191.789 | 15.095 | 0
6737 | 0 | 25.797 | 2.311 | 0 | 194.008 | 22.311 | 0
6738 | 0 | 6.65 | 0 | 27.018 | 165.865 | 31.984 | 0
6739 | 2.726 | 0 | 0 | 35.277 | 129.118 | 36.24 | 0
6740 | 0 | 0 | 0 | 29.714 | 98.165 | 28.229 | 0
6741 | 0 | 0 | 0 | 16.293 | 81.193 | 15.478 | 0
6742 | 0 | 0 | 0 | 6.514 | 74.408 | 6.189 | 0
6743 | 0 | 0 | 0 | 3.046 | 71.235 | 2.893 | 0
6744 | 0 | 0 | 0 | 2.342 | 68.795 | 2.225 | 0
6745 | 0 | 0 | 0 | 2.571 | 66.118 | 2.442 | 0
6746 | 0 | 0 | 0 | 2.555 | 63.456 | 2.427 | 0
6747 | 0 | 0 | 0 | 3.095 | 60.232 | 2.94 | 0
6748 | 0 | 0 | 0 | 3.36 | 56.733 | 3.192 | 0
6749 | 0 | 0 | 0 | 7.08 | 49.358 | 6.726 | 0
6750 | 0 | 0 | 0 | 13.73 | 35.056 | 13.044 | 0
6751 | 0 | 4.738 | 0 | 20.566 | 13.633 | 24.038 | 0
6752 | 0.505 | 20.551 | 0 | 13.088 | 0 | 32.461 | 0
6753 | 0 | 41.703 | 6.426 | 0 | 6.169 | 22.301 | 11.212
6754 | 0 | 58.716 | 194.008 | 170.569 | 14.741 | 13.381 | 20.133
6755 | 0 | 68.994 | 33.717 | 0 | 47.109 | 7.35 | 26.163
6756 | 0 | 74.851 | 39.574 | 0 | 85.1 | 6.838 | 26.675
6757 | 0 | 75.621 | 106.431 | 66.087 | 118.433 | 10.071 | 23.442
6758 | 0 | 72.236 | 36.959 | 0 | 153.914 | 10.729 | 22.784
6759 | 0 | 63.415 | 28.138 | 0 | 180.926 | 11.368 | 22.146
6760 | 0 | 48.904 | 13.627 | 0 | 194.008 | 15.848 | 17.666
6761 | 0 | 28.737 | 0 | 0 | 194.008 | 21.869 | 5.431
6762 | 0 | 7.016 | 0 | 25.491 | 167.454 | 30.882 | 0
6763 | 3.047 | 0 | 0 | 35.277 | 130.707 | 37.441 | 0
6764 | 0 | 0 | 0 | 33.294 | 96.026 | 31.629 | 0
6765 | 0 | 0 | 0 | 18.304 | 76.96 | 17.388 | 0
6766 | 0 | 0 | 0 | 6.424 | 70.268 | 6.103 | 0
6767 | 0 | 0 | 0 | 3.068 | 67.072 | 2.915 | 0
6768 | 0 | 0 | 0 | 1.896 | 65.097 | 1.801 | 0
6769 | 0 | 0 | 0 | 2.518 | 62.474 | 2.392 | 0
6770 | 0 | 0 | 0 | 2.8 | 59.557 | 2.66 | 0
6771 | 0 | 0 | 0 | 2.636 | 56.811 | 2.504 | 0
6772 | 0 | 0 | 0 | 4.099 | 52.542 | 3.894 | 0
6773 | 0 | 0 | 0 | 6.926 | 45.327 | 6.58 | 0
6774 | 0 | 0 | 0 | 13.596 | 31.165 | 12.916 | 0
6775 | 0 | 5.825 | 0 | 21.632 | 8.631 | 26.085 | 0
6776 | 1.705 | 21.779 | 0 | 8.286 | 0 | 30.267 | 0
6777 | 0 | 42.053 | 6.776 | 0 | 6.505 | 24.571 | 8.942
6778 | 0 | 59.344 | 194.008 | 169.941 | 15.73 | 13.033 | 20.48
6779 | 0 | 70.828 | 61.799 | 26.249 | 47.715 | 8.412 | 25.102
6780 | 0 | 76.233 | 194.008 | 153.052 | 74.533 | 8.408 | 25.105
6781 | 0 | 77.192 | 41.915 | 0 | 114.771 | 9.393 | 24.12
6782 | 0 | 73.794 | 38.517 | 0 | 151.747 | 8.62 | 24.893
6783 | 0 | 64.755 | 29.478 | 0 | 180.046 | 10.17 | 23.344
6784 | 0 | 49.821 | 14.544 | 0 | 194.008 | 16.756 | 16.757
6785 | 0 | 29.143 | 0 | 0 | 194.008 | 21.777 | 5.909
6786 | 0 | 7.124 | 0 | 26.205 | 166.711 | 31.663 | 0
6787 | 1.907 | 0 | 0 | 35.277 | 129.964 | 35.42 | 0
6788 | 0 | 0 | 0 | 31.926 | 96.707 | 30.33 | 0
6789 | 0 | 0 | 0 | 19.543 | 76.35 | 18.566 | 0
6790 | 0 | 0 | 0 | 8.068 | 67.945 | 7.665 | 0
6791 | 0 | 0 | 0 | 2.406 | 65.439 | 2.286 | 0
6792 | 0 | 0 | 0 | 2.48 | 62.855 | 2.356 | 0
6793 | 0 | 0 | 0 | 2.734 | 60.008 | 2.597 | 0
6794 | 0 | 0 | 0 | 2.451 | 57.454 | 2.328 | 0
6795 | 0 | 0 | 0 | 2.565 | 54.782 | 2.437 | 0
6796 | 2.259 | 0 | 0 | 1.285 | 53.444 | 3.48 | 0
6797 | 3.047 | 0 | 0 | 2.237 | 51.113 | 5.172 | 0
6798 | 3.047 | 0 | 0 | 8.426 | 42.336 | 11.051 | 0
6799 | 3.047 | 4.509 | 0 | 18.203 | 23.375 | 24.624 | 0
6800 | 3.047 | 11.327 | 0 | 22.44 | 0 | 35.125 | 0
6801 | 0 | 27.559 | 0 | 0 | 0 | 25.866 | 0.315
6802 | 0 | 43.006 | 7.729 | 0 | 7.42 | 13.344 | 20.169
6803 | 0 | 61.611 | 26.334 | 0 | 32.7 | 6.447 | 27.067
6804 | 0 | 73.225 | 37.948 | 0 | 69.13 | 7.413 | 26.1
6805 | 0 | 73.938 | 38.66 | 0 | 106.244 | 6.768 | 26.745
6806 | 0 | 71.629 | 36.351 | 0 | 141.141 | 8.805 | 24.708
6807 | 0 | 63.143 | 36.193 | 0 | 175.887 | 9.691 | 15.912
6808 | 0 | 48.98 | 13.702 | 0 | 189.041 | 14.407 | 19.107
6809 | 0 | 28.584 | 3.791 | 0 | 192.68 | 23.554 | 0
6810 | 0 | 5.848 | 0 | 24.133 | 167.542 | 28.482 | 0
6811 | 0 | 0 | 0 | 32.448 | 133.742 | 30.826 | 0
6812 | 0 | 0 | 0 | 28.273 | 104.291 | 26.859 | 0
6813 | 0 | 0 | 0 | 18.625 | 84.89 | 17.694 | 0
6814 | 0 | 0 | 0 | 7.343 | 77.241 | 6.976 | 0
6815 | 0 | 0 | 0 | 2.919 | 74.2 | 2.774 | 0
6816 | 0 | 0 | 0 | 2.235 | 71.872 | 2.123 | 0
6817 | 0 | 0 | 0 | 2.505 | 69.262 | 2.38 | 0
6818 | 0 | 0 | 0 | 3.096 | 66.037 | 2.941 | 0
6819 | 0 | 0 | 0 | 2.732 | 63.192 | 2.595 | 0
6820 | 0 | 0 | 0 | 4.559 | 58.443 | 4.331 | 0
6821 | 0 | 0 | 0 | 8.312 | 49.785 | 7.896 | 0
6822 | 0 | 0 | 0 | 15.164 | 33.989 | 14.406 | 0
6823 | 0 | 4.613 | 0 | 21.256 | 11.847 | 24.575 | 0
6824 | 0 | 19.898 | 0 | 11.373 | 0 | 29.708 | 0
6825 | 0 | 40.371 | 5.094 | 0 | 4.89 | 22.439 | 11.074
6826 | 0 | 58.182 | 72.49 | 49.585 | 22.829 | 11.13 | 22.384
6827 | 0 | 69.233 | 33.956 | 0 | 55.426 | 7.461 | 26.053
6828 | 0 | 75.332 | 40.055 | 0 | 93.879 | 6.572 | 26.942
6829 | 0 | 75.109 | 39.831 | 0 | 132.117 | 6.33 | 27.184
6830 | 0 | 69.503 | 34.225 | 0 | 164.973 | 7.732 | 25.782
6831 | 0 | 61.451 | 26.174 | 0 | 190.1 | 10.917 | 22.596
6832 | 0 | 39.348 | 4.07 | 0 | 194.008 | 15.064 | 18.449
6833 | 0 | 22.025 | 0 | 9.471 | 184.143 | 20.801 | 9.12
6834 | 0 | 5.273 | 0 | 27.242 | 155.765 | 30.89 | 0
6835 | 0 | 0 | 0 | 34.577 | 119.747 | 32.849 | 0
6836 | 0 | 0 | 0 | 28.046 | 90.532 | 26.644 | 0
6837 | 0 | 0 | 0 | 19.238 | 70.492 | 18.276 | 0
6838 | 0 | 0 | 0 | 8.261 | 61.887 | 7.848 | 0
6839 | 0 | 0 | 0 | 3.46 | 58.283 | 3.287 | 0
6840 | 0 | 0 | 0 | 1.932 | 56.271 | 1.835 | 0
6841 | 0 | 0 | 0 | 2.465 | 53.703 | 2.342 | 0
6842 | 0 | 0 | 0 | 2.567 | 51.029 | 2.439 | 0
6843 | 0 | 0 | 0 | 2.808 | 48.104 | 2.667 | 0
6844 | 0 | 0 | 0 | 5.336 | 42.546 | 5.069 | 0
6845 | 0 | 0 | 0 | 7.666 | 34.56 | 7.283 | 0
6846 | 0 | 0 | 0 | 15.082 | 18.85 | 14.328 | 0
6847 | 0 | 4.814 | 0 | 14.437 | 3.811 | 18.289 | 0
6848 | 0 | 16.533 | 0 | 3.659 | 0 | 19.183 | 0
6849 | 0 | 38.346 | 3.069 | 0 | 2.946 | 20.927 | 12.586
6850 | 0 | 52.551 | 17.273 | 0 | 19.529 | 17.083 | 16.431
6851 | 0 | 66.321 | 31.044 | 0 | 49.331 | 11.543 | 21.97
6852 | 0 | 69.496 | 34.219 | 0 | 82.182 | 12.033 | 21.48
6853 | 0 | 72.154 | 36.876 | 0 | 117.583 | 14.632 | 18.881
6854 | 0 | 68.139 | 32.862 | 0 | 149.13 | 13.505 | 20.008
6855 | 0 | 48.919 | 13.642 | 0 | 162.226 | 14.807 | 18.706
6856 | 0 | 36.989 | 1.712 | 0 | 163.869 | 18.734 | 14.779
6857 | 0 | 22.684 | 0 | 11.7 | 151.682 | 24.822 | 7.844
6858 | 0 | 4.693 | 0 | 27.416 | 123.123 | 30.504 | 0
6859 | 0 | 0 | 0 | 28.68 | 93.248 | 27.246 | 0
6860 | 0 | 0 | 0 | 20.008 | 72.407 | 19.007 | 0
6861 | 0 | 0 | 0 | 13.935 | 57.891 | 13.238 | 0
6862 | 0 | 0 | 0 | 6.664 | 50.95 | 6.331 | 0
6863 | 0 | 0 | 0 | 4.357 | 46.411 | 4.139 | 0
6864 | 0 | 0 | 0 | 1.905 | 44.426 | 1.81 | 0
6865 | 0 | 0 | 0 | 2.135 | 42.202 | 2.029 | 0
6866 | 0 | 0 | 0 | 2.63 | 39.462 | 2.499 | 0
6867 | 0 | 0 | 0 | 2.904 | 36.437 | 2.759 | 0
6868 | 0 | 0 | 0 | 4.462 | 31.789 | 4.239 | 0
6869 | 0 | 0 | 0 | 7.046 | 24.45 | 6.693 | 0
6870 | 0 | 0 | 0 | 11.428 | 12.546 | 10.856 | 0
6871 | 0 | 6.147 | 0 | 12.044 | 0 | 17.282 | 0
6872 | 0 | 23.609 | 0 | 0 | 0 | 21.055 | 1.374
6873 | 0 | 41.844 | 12.575 | 6.008 | 5.813 | 17.756 | 15.757
6874 | 0 | 59.68 | 194.008 | 169.605 | 15.389 | 15.337 | 18.177
6875 | 0 | 68.247 | 194.008 | 161.038 | 33.889 | 13.334 | 20.179
6876 | 0 | 75.833 | 40.556 | 0 | 72.823 | 13.185 | 20.328
6877 | 0 | 77.744 | 42.467 | 0 | 113.591 | 13.297 | 20.216
6878 | 0 | 74.646 | 39.369 | 0 | 151.386 | 14.129 | 19.384
6879 | 0 | 65.369 | 30.091 | 0 | 180.273 | 16.986 | 16.528
6880 | 0 | 49.584 | 14.307 | 0 | 194.008 | 19.378 | 14.136
6881 | 0 | 28.454 | 0 | 6.823 | 186.901 | 22.747 | 10.766
6882 | 0 | 6.762 | 0 | 28.515 | 157.197 | 26.163 | 7.35
6883 | 0 | 0 | 0 | 35.277 | 120.45 | 28.101 | 5.413
6884 | 0 | 0 | 0 | 23.079 | 96.409 | 20.648 | 1.277
6885 | 0 | 0 | 0 | 14.684 | 81.113 | 13.95 | 0
6886 | 0 | 0 | 0 | 8.326 | 72.44 | 7.91 | 0
6887 | 0 | 0 | 0 | 6.021 | 66.168 | 5.72 | 0
6888 | 0 | 0 | 0 | 1.924 | 64.163 | 1.828 | 0
6889 | 0 | 0 | 0 | 2.337 | 61.729 | 2.22 | 0
6890 | 0 | 0 | 0 | 2.617 | 59.003 | 2.486 | 0
6891 | 0 | 0 | 0 | 2.768 | 56.12 | 2.629 | 0
6892 | 0 | 0 | 0 | 2.996 | 52.999 | 2.846 | 0
6893 | 0 | 0 | 0 | 5.156 | 47.628 | 4.898 | 0
6894 | 0 | 0 | 0 | 14.084 | 32.958 | 13.38 | 0
6895 | 0 | 7.268 | 0 | 20.383 | 11.726 | 26.268 | 0
6896 | 0.017 | 24.021 | 0 | 11.257 | 0 | 33.53 | 0
6897 | 0 | 44.754 | 9.477 | 0 | 9.098 | 28.476 | 5.037
6898 | 0 | 61.11 | 25.833 | 0 | 33.897 | 13.125 | 20.388
6899 | 0 | 71.157 | 35.88 | 0 | 68.341 | 7.649 | 25.864
6900 | 0 | 74.386 | 39.109 | 0 | 105.886 | 7.07 | 26.444
6901 | 0 | 50.256 | 14.979 | 0 | 120.266 | 6.697 | 26.817
6902 | 0 | 73.412 | 38.135 | 0 | 156.875 | 9.092 | 24.422
6903 | 0 | 61.967 | 26.689 | 0 | 182.497 | 13.044 | 20.469
6904 | 0 | 44.054 | 8.777 | 0 | 190.922 | 13.931 | 19.583
6905 | 0 | 28.217 | 1.223 | 0 | 192.097 | 18.83 | 6.814
6906 | 0 | 6.313 | 0 | 24.668 | 166.401 | 29.432 | 0
6907 | 0 | 0 | 0 | 32.775 | 132.26 | 31.136 | 0
6908 | 0 | 0 | 0 | 29.425 | 101.609 | 27.953 | 0
6909 | 0 | 0 | 0 | 19.377 | 81.426 | 18.408 | 0
6910 | 0 | 0 | 0 | 8.43 | 72.645 | 8.008 | 0
6911 | 0 | 0 | 0 | 2.84 | 69.687 | 2.698 | 0
6912 | 0 | 0 | 0 | 1.876 | 67.733 | 1.782 | 0
6913 | 0 | 0 | 0 | 2.777 | 64.84 | 2.638 | 0
6914 | 0 | 0 | 0 | 3.219 | 61.487 | 3.058 | 0
6915 | 0 | 0 | 0 | 2.713 | 58.661 | 2.577 | 0
6916 | 0 | 0 | 0 | 4.107 | 54.383 | 3.902 | 0
6917 | 0 | 0 | 0 | 7.207 | 46.876 | 6.847 | 0
6918 | 0 | 0 | 0 | 14.699 | 31.564 | 13.964 | 0
6919 | 0 | 7.226 | 0 | 20.82 | 9.877 | 26.644 | 0
6920 | 0 | 24.184 | 0 | 9.482 | 0 | 31.982 | 0
6921 | 0 | 43.364 | 100.05 | 91.964 | 0.253 | 22.494 | 11.02
6922 | 0 | 61.243 | 194.008 | 168.042 | 11.457 | 11.318 | 22.195
6923 | 0 | 71.889 | 194.008 | 157.396 | 33.75 | 6.365 | 27.149
6924 | 0 | 77.276 | 41.999 | 0 | 74.069 | 6.582 | 26.932
6925 | 0 | 77.822 | 42.544 | 0 | 114.911 | 7.259 | 26.255
6926 | 0 | 73.98 | 38.702 | 0 | 152.066 | 7.205 | 26.308
6927 | 0 | 64.699 | 29.422 | 0 | 180.311 | 11.185 | 22.328
6928 | 0 | 49.545 | 14.268 | 0 | 194.008 | 15.06 | 18.453
6929 | 0 | 28.786 | 0 | 6.491 | 187.246 | 20.873 | 12.64
6930 | 0 | 6.944 | 0 | 28.333 | 157.733 | 31.193 | 2.321
6931 | 1.308 | 0 | 0 | 35.277 | 120.985 | 34.821 | 0
6932 | 0 | 0 | 0 | 32.149 | 87.497 | 28.551 | 1.991
6933 | 0 | 0 | 0 | 18.859 | 67.852 | 17.916 | 0
6934 | 0 | 0 | 0 | 7.625 | 59.909 | 7.244 | 0
6935 | 0 | 0 | 0 | 3.043 | 56.739 | 2.891 | 0
6936 | 0 | 0 | 0 | 2.051 | 54.603 | 1.948 | 0
6937 | 0 | 0 | 0 | 2.3 | 52.207 | 2.185 | 0
6938 | 0 | 0 | 0 | 2.57 | 49.53 | 2.442 | 0
6939 | 0 | 0 | 0 | 2.6 | 46.821 | 2.47 | 0
6940 | 0 | 0 | 0 | 4.297 | 42.346 | 4.082 | 0
6941 | 0 | 0 | 0 | 5.288 | 36.838 | 5.023 | 0
6942 | 0 | 0 | 0 | 12.345 | 23.978 | 11.728 | 0
6943 | 0 | 7.426 | 0 | 18.102 | 5.122 | 24.252 | 0
6944 | 0 | 24.529 | 0 | 4.917 | 0 | 27.974 | 0
6945 | 0 | 45.066 | 124.856 | 115.067 | 0 | 24.77 | 8.744
6946 | 0 | 61.777 | 81.019 | 54.52 | 20.987 | 14.923 | 18.591
6947 | 0 | 72.206 | 194.008 | 157.08 | 43.61 | 7.563 | 25.95
6948 | 0 | 77.745 | 42.468 | 0 | 84.379 | 7.447 | 26.066
6949 | 0 | 78.228 | 194.008 | 151.057 | 113.275 | 7.081 | 26.433
6950 | 0 | 74.618 | 39.34 | 0 | 151.042 | 9.645 | 23.868
6951 | 0 | 65.348 | 30.071 | 0 | 179.91 | 11.729 | 21.784
6952 | 0 | 49.962 | 14.685 | 0 | 194.008 | 15.241 | 18.273
6953 | 0 | 28.753 | 0 | 4.343 | 189.484 | 22.461 | 8.98
6954 | 2.673 | 7.045 | 0 | 28.232 | 160.076 | 36.186 | 0
6955 | 0 | 0 | 0 | 34.015 | 124.644 | 32.314 | 0
6956 | 0 | 0 | 0 | 30.594 | 92.775 | 29.065 | 0
6957 | 0 | 0 | 0 | 18.255 | 73.759 | 17.343 | 0
6958 | 0 | 0 | 0 | 6.758 | 66.719 | 6.42 | 0
6959 | 0 | 0 | 0 | 2.577 | 64.035 | 2.448 | 0
6960 | 0 | 0 | 0 | 2.354 | 61.582 | 2.236 | 0
6961 | 0 | 0 | 0 | 2.664 | 58.808 | 2.531 | 0
6962 | 0 | 0 | 0 | 2.767 | 55.925 | 2.629 | 0
6963 | 0 | 0 | 0 | 3.324 | 52.463 | 3.158 | 0
6964 | 0 | 0 | 0 | 3.389 | 48.933 | 3.219 | 0
6965 | 0 | 0 | 0 | 7.415 | 41.209 | 7.044 | 0
6966 | 0 | 0 | 0 | 13.781 | 26.854 | 13.092 | 0
6967 | 0 | 7.642 | 0 | 16.459 | 9.709 | 22.896 | 0
6968 | 0 | 24.769 | 0 | 9.321 | 0 | 32.385 | 0
6969 | 0 | 45.816 | 134.427 | 123.888 | 0 | 24.263 | 9.251
6970 | 0 | 61.847 | 194.008 | 167.439 | 11.832 | 13.458 | 20.055
6971 | 0 | 72.786 | 194.008 | 156.499 | 35.06 | 7.966 | 25.547
6972 | 0 | 78.506 | 43.229 | 0 | 76.56 | 7.339 | 26.175
6973 | 0 | 79.374 | 102.344 | 58.247 | 114.136 | 8.813 | 24.7
6974 | 0 | 75.481 | 40.203 | 0 | 152.731 | 8.701 | 24.812
6975 | 0 | 64.057 | 28.78 | 0 | 180.36 | 12.771 | 20.743
6976 | 0 | 49.493 | 14.216 | 0 | 194.008 | 14.733 | 18.781
6977 | 0 | 25.28 | 0 | 4.174 | 189.66 | 21.537 | 6.444
6978 | 0 | 6.559 | 0 | 28.374 | 160.104 | 33.186 | 0
6979 | 1.596 | 0 | 0 | 35.277 | 123.357 | 35.109 | 0
6980 | 0 | 0 | 0 | 30.602 | 91.48 | 29.072 | 0
6981 | 0 | 0 | 0 | 20.615 | 70.006 | 19.584 | 0
6982 | 0 | 0 | 0 | 8.525 | 61.126 | 8.099 | 0
6983 | 0 | 0 | 0 | 2.657 | 58.358 | 2.525 | 0
6984 | 0 | 0 | 0 | 2.08 | 56.191 | 1.976 | 0
6985 | 0 | 0 | 0 | 2.405 | 53.685 | 2.285 | 0
6986 | 0 | 0 | 0 | 2.445 | 51.138 | 2.323 | 0
6987 | 0 | 0 | 0 | 2.459 | 48.578 | 2.336 | 0
6988 | 0 | 0 | 0 | 3.136 | 45.311 | 2.979 | 0
6989 | 0 | 0 | 0 | 5.703 | 39.371 | 5.418 | 0
6990 | 0 | 0 | 0 | 12.276 | 26.584 | 11.662 | 0
6991 | 0 | 7.637 | 0 | 17.365 | 8.495 | 23.752 | 0
6992 | 0 | 23.373 | 0 | 8.155 | 0 | 29.952 | 0
6993 | 0 | 43.072 | 99.429 | 91.634 | 0 | 21.314 | 12.199
6994 | 0 | 61.088 | 25.811 | 0 | 24.778 | 10.459 | 23.055
6995 | 0 | 72.097 | 73.223 | 36.403 | 57.152 | 6.263 | 27.25
6996 | 0 | 77.464 | 194.008 | 151.821 | 85.253 | 8.291 | 25.222
6997 | 0 | 77.578 | 194.008 | 151.707 | 113.473 | 8.444 | 25.069
6998 | 0 | 75.122 | 39.845 | 0 | 151.723 | 10.21 | 23.303
6999 | 0 | 64.486 | 29.209 | 0 | 179.764 | 12.442 | 21.071
7000 | 0 | 50.115 | 14.838 | 0 | 194.008 | 17.034 | 16.479
7001 | 0 | 28.429 | 0 | 6.848 | 186.875 | 24.304 | 9.209
7002 | 0 | 6.314 | 0 | 28.964 | 156.704 | 31.341 | 2.172
7003 | 0 | 0 | 0 | 35.277 | 119.957 | 31.149 | 2.364
7004 | 0 | 0 | 0 | 35.277 | 83.21 | 25.854 | 7.659
7005 | 0 | 0 | 0 | 23.618 | 58.608 | 17.74 | 4.697
7006 | 0 | 0 | 0 | 7.953 | 50.324 | 7.556 | 0
7007 | 0 | 0 | 0 | 2.478 | 47.742 | 2.354 | 0
7008 | 0 | 0 | 0 | 2.134 | 45.519 | 2.027 | 0
7009 | 0 | 0 | 0 | 2.389 | 43.031 | 2.27 | 0
7010 | 0 | 0 | 0 | 2.81 | 40.103 | 2.67 | 0
7011 | 0 | 0 | 0 | 2.832 | 37.153 | 2.69 | 0
7012 | 0 | 0 | 0 | 3.752 | 33.244 | 3.565 | 0
7013 | 0 | 0 | 0 | 7.105 | 25.843 | 6.75 | 0
7014 | 0 | 0 | 0 | 14.861 | 10.363 | 14.118 | 0
7015 | 0 | 7.773 | 0 | 9.949 | 0 | 16.836 | 0
7016 | 0 | 24.291 | 0 | 0 | 0 | 20.138 | 2.938
7017 | 0 | 43.379 | 103.34 | 95.238 | 0 | 19.658 | 13.856
7018 | 0 | 59.303 | 24.026 | 0 | 23.065 | 15.031 | 18.482
7019 | 0 | 68.863 | 33.586 | 0 | 55.308 | 13.309 | 20.205
7020 | 0 | 74.049 | 60.059 | 21.287 | 90.79 | 10.567 | 22.947
7021 | 0 | 73.527 | 38.25 | 0 | 127.511 | 12.619 | 20.895
7022 | 0 | 71.939 | 36.662 | 0 | 162.706 | 13.949 | 19.564
7023 | 0 | 60.709 | 25.431 | 0 | 187.12 | 15.991 | 17.523
7024 | 0 | 42.452 | 7.175 | 0 | 194.008 | 18.287 | 15.226
7025 | 0 | 19.965 | 0 | 15.313 | 178.057 | 26.305 | 7.209
7026 | 0 | 2.442 | 0 | 32.835 | 143.854 | 29.831 | 3.683
7027 | 0 | 0 | 0 | 35.277 | 107.107 | 29.837 | 3.676
7028 | 0 | 0 | 0 | 35.277 | 70.36 | 23.008 | 10.505
7029 | 0 | 0 | 0 | 15.599 | 54.111 | 11.875 | 2.945
7030 | 0 | 0 | 0 | 6.988 | 46.832 | 6.638 | 0
7031 | 0 | 0 | 0 | 3.412 | 43.278 | 3.241 | 0
7032 | 0 | 0 | 0 | 1.901 | 41.297 | 1.806 | 0
7033 | 0 | 0 | 0 | 2.499 | 38.694 | 2.374 | 0
7034 | 0 | 0 | 0 | 2.869 | 35.706 | 2.725 | 0
7035 | 0 | 0 | 0 | 2.613 | 32.985 | 2.482 | 0
7036 | 0 | 0 | 0 | 3.577 | 29.258 | 3.398 | 0
7037 | 0 | 0 | 0 | 7.665 | 21.274 | 7.282 | 0
7038 | 0 | 0 | 0 | 10.353 | 10.489 | 9.836 | 0
7039 | 0 | 7.904 | 0 | 10.069 | 0 | 17.075 | 0
7040 | 0 | 24.704 | 0.018 | 0 | 0.017 | 22.246 | 1.206
7041 | 0 | 45.192 | 9.915 | 0 | 9.536 | 19.494 | 14.02
7042 | 0 | 58.013 | 194.008 | 171.272 | 17.375 | 13.737 | 19.777
7043 | 0 | 71.168 | 35.891 | 0 | 51.83 | 11.89 | 21.623
7044 | 0 | 76.832 | 194.008 | 152.453 | 79.272 | 13.356 | 20.158
7045 | 0 | 77.133 | 41.856 | 0 | 119.454 | 13.447 | 20.067
7046 | 0 | 73.407 | 38.13 | 0 | 156.059 | 16.343 | 17.17
7047 | 0 | 62.873 | 27.595 | 0 | 182.55 | 17.162 | 16.352
7048 | 0 | 47.212 | 11.935 | 0 | 194.008 | 21.759 | 11.754
7049 | 0 | 26.134 | 0 | 9.143 | 184.484 | 24.026 | 9.488
7050 | 0 | 6.671 | 0 | 28.607 | 154.685 | 26.038 | 7.475
7051 | 0 | 0 | 0 | 35.277 | 117.938 | 24.462 | 9.051
7052 | 0 | 0 | 0 | 30.043 | 86.643 | 19.711 | 8.83
7053 | 0 | 0 | 0 | 12.635 | 73.482 | 12.003 | 0
7054 | 0 | 0 | 0 | 6.969 | 66.222 | 6.621 | 0
7055 | 0 | 0 | 0 | 3.464 | 62.614 | 3.291 | 0
7056 | 0 | 0 | 0 | 2.43 | 60.083 | 2.308 | 0
7057 | 0 | 0 | 0 | 2.381 | 57.603 | 2.262 | 0
7058 | 0 | 0 | 0 | 2.234 | 55.276 | 2.122 | 0
7059 | 0 | 0 | 0 | 3.039 | 52.11 | 2.887 | 0
7060 | 0 | 0 | 0 | 3.385 | 48.585 | 3.216 | 0
7061 | 0 | 0 | 0 | 5.909 | 42.429 | 5.614 | 0
7062 | 0 | 0 | 0 | 14.527 | 27.297 | 13.8 | 0
7063 | 0 | 7.657 | 0 | 18.625 | 7.896 | 24.968 | 0
7064 | 0 | 22.508 | 0 | 7.58 | 0 | 28.584 | 0
7065 | 0 | 39.733 | 4.456 | 0 | 4.277 | 20.975 | 12.538
7066 | 0 | 57.868 | 22.591 | 0 | 25.965 | 12.348 | 21.165
7067 | 0 | 66.736 | 31.459 | 0 | 56.166 | 7.438 | 26.076
7068 | 0 | 70.014 | 34.736 | 0 | 89.512 | 7.679 | 25.834
7069 | 0 | 74.325 | 39.048 | 0 | 126.998 | 9.637 | 23.877
7070 | 0 | 68.034 | 32.757 | 0 | 158.445 | 9.773 | 23.74
7071 | 0 | 52.157 | 16.88 | 0 | 174.65 | 12.485 | 21.028
7072 | 0 | 40.608 | 18.755 | 0 | 192.655 | 13.487 | 7.274
7073 | 0 | 21.473 | 1.41 | 0 | 194.008 | 19.06 | 0
7074 | 0 | 4.211 | 0 | 25.841 | 167.09 | 28.55 | 0
7075 | 0 | 0 | 0 | 34.436 | 131.22 | 32.714 | 0
7076 | 0 | 0 | 0 | 31.166 | 98.755 | 29.608 | 0
7077 | 0 | 0 | 0 | 20.435 | 77.468 | 19.414 | 0
7078 | 0 | 0 | 0 | 6.454 | 70.745 | 6.131 | 0
7079 | 0 | 0 | 0 | 4.382 | 66.181 | 4.162 | 0
7080 | 0 | 0 | 0 | 2.198 | 63.891 | 2.089 | 0
7081 | 0 | 0 | 0 | 2.505 | 61.282 | 2.38 | 0
7082 | 0 | 0 | 0 | 2.787 | 58.379 | 2.647 | 0
7083 | 0 | 0 | 0 | 3.275 | 54.968 | 3.111 | 0
7084 | 0 | 0 | 0 | 4.275 | 50.515 | 4.061 | 0
7085 | 0 | 0 | 0 | 7.42 | 42.786 | 7.049 | 0
7086 | 0 | 0 | 0 | 14.141 | 28.055 | 13.434 | 0
7087 | 0.065 | 5.851 | 0 | 18.658 | 8.62 | 23.348 | 0
7088 | 3.047 | 21.678 | 0 | 8.276 | 0 | 31.503 | 0
7089 | 0 | 39.675 | 4.398 | 0 | 4.222 | 24.739 | 8.774
7090 | 0 | 55.038 | 19.76 | 0 | 23.192 | 12.759 | 20.754
7091 | 0 | 66.488 | 31.211 | 0 | 53.154 | 8.543 | 24.97
7092 | 0 | 67.996 | 32.719 | 0 | 84.564 | 7.352 | 26.161
7093 | 0 | 67.215 | 31.938 | 0 | 115.225 | 6.697 | 26.817
7094 | 0 | 64.057 | 28.78 | 0 | 142.853 | 8.016 | 25.497
7095 | 0 | 58.186 | 34.842 | 0 | 176.302 | 9.373 | 12.804
7096 | 0 | 32.543 | 18.444 | 0 | 194.008 | 13.394 | 0
7097 | 0 | 17.315 | 0 | 6.248 | 187.5 | 22.384 | 0
7098 | 0 | 2.753 | 0 | 28.219 | 158.105 | 29.423 | 0
7099 | 0.314 | 0 | 0 | 35.277 | 121.358 | 33.827 | 0
7100 | 0 | 0 | 0 | 30.14 | 89.962 | 28.633 | 0
7101 | 0 | 0 | 0 | 20.927 | 68.163 | 19.88 | 0
7102 | 0 | 0 | 0 | 8.198 | 59.624 | 7.788 | 0
7103 | 0 | 0 | 0 | 4.297 | 55.147 | 4.082 | 0
7104 | 0 | 0 | 0 | 2.496 | 52.548 | 2.371 | 0
7105 | 0 | 0 | 0 | 2.674 | 49.763 | 2.54 | 0
7106 | 0 | 0 | 0 | 3.078 | 46.557 | 2.924 | 0
7107 | 0 | 0 | 0 | 3.219 | 43.204 | 3.058 | 0
7108 | 0 | 0 | 0 | 3.185 | 39.886 | 3.026 | 0
7109 | 1.509 | 0 | 0 | 4.147 | 35.567 | 5.449 | 0
7110 | 0 | 0 | 0 | 13.276 | 21.737 | 12.613 | 0
7111 | 3.047 | 5.27 | 0 | 15.12 | 5.987 | 22.418 | 0
7112 | 0 | 23.603 | 0 | 5.747 | 0 | 27.883 | 0
7113 | 0 | 41.804 | 6.526 | 0 | 6.265 | 21.179 | 12.335
7114 | 0 | 59.011 | 48.187 | 24.453 | 27.053 | 12.251 | 21.262
7115 | 0 | 68.304 | 33.027 | 0 | 58.759 | 7.642 | 25.872
7116 | 0 | 76.73 | 41.452 | 0 | 98.553 | 7.873 | 25.641
7117 | 0 | 77.676 | 42.399 | 0 | 139.256 | 7.629 | 25.885
7118 | 0 | 73.669 | 38.392 | 0 | 176.112 | 8.759 | 24.754
7119 | 0 | 53.919 | 18.642 | 0 | 194.008 | 11.084 | 22.43
7120 | 0 | 34.036 | 0 | 1.241 | 192.715 | 13.865 | 19.649
7121 | 0 | 20.767 | 0 | 3.442 | 189.13 | 20.342 | 2.657
7122 | 0 | 5.437 | 0 | 27.209 | 160.787 | 31.014 | 0
7123 | 1.231 | 0 | 0 | 35.277 | 124.04 | 34.745 | 0
7124 | 0 | 0 | 0 | 27.337 | 95.563 | 25.971 | 0
7125 | 0 | 0 | 0 | 18.987 | 75.785 | 18.038 | 0
7126 | 0 | 0 | 0 | 6.399 | 69.12 | 6.079 | 0
7127 | 0 | 0 | 0 | 3.07 | 65.921 | 2.917 | 0
7128 | 0 | 0 | 0 | 2.835 | 62.968 | 2.693 | 0
7129 | 0 | 0 | 0 | 3.014 | 59.829 | 2.863 | 0
7130 | 0 | 0 | 0 | 3.063 | 56.638 | 2.91 | 0
7131 | 0 | 0 | 0 | 3.591 | 52.897 | 3.412 | 0
7132 | 0 | 0 | 0 | 3.596 | 49.152 | 3.416 | 0
7133 | 0 | 0 | 0 | 5.802 | 43.108 | 5.512 | 0
7134 | 0 | 0 | 0 | 14.442 | 28.064 | 13.72 | 0
7135 | 0 | 7.56 | 0 | 18.606 | 8.683 | 24.858 | 0
7136 | 0 | 23.308 | 0 | 8.335 | 0 | 30.061 | 0
7137 | 0 | 43.675 | 8.398 | 0 | 8.062 | 24.997 | 8.516
7138 | 0 | 54.129 | 91.58 | 72.728 | 20.22 | 12.428 | 21.085
7139 | 0 | 70.813 | 35.536 | 0 | 54.335 | 7.726 | 25.788
7140 | 0 | 71.958 | 194.008 | 157.327 | 76.7 | 6.973 | 26.541
7141 | 0 | 77.055 | 41.778 | 0 | 116.807 | 8.939 | 24.575
7142 | 0 | 72.442 | 37.165 | 0 | 152.485 | 10.268 | 23.246
7143 | 0 | 64.476 | 29.199 | 0 | 180.516 | 12.072 | 21.441
7144 | 0 | 49.331 | 14.054 | 0 | 194.008 | 16.188 | 17.326
7145 | 0 | 25.221 | 0 | 6.374 | 187.369 | 20.605 | 9.41
7146 | 0 | 6.722 | 0 | 24.177 | 162.184 | 29.355 | 0
7147 | 1.365 | 0 | 0 | 35.277 | 125.437 | 34.878 | 0
7148 | 0 | 0 | 0 | 30.133 | 94.048 | 28.626 | 0
7149 | 0 | 0 | 0 | 18.427 | 74.854 | 17.506 | 0
7150 | 0 | 0 | 0 | 7.445 | 67.098 | 7.073 | 0
7151 | 0 | 0 | 0 | 3.335 | 63.624 | 3.168 | 0
7152 | 0 | 0 | 0 | 2.384 | 61.14 | 2.265 | 0
7153 | 0 | 0 | 0 | 2.844 | 58.178 | 2.702 | 0
7154 | 0 | 0 | 0 | 2.619 | 55.449 | 2.488 | 0
7155 | 0 | 0 | 0 | 2.77 | 52.564 | 2.631 | 0
7156 | 0 | 0 | 0 | 4.22 | 48.169 | 4.009 | 0
7157 | 0 | 0 | 0 | 6.239 | 41.67 | 5.927 | 0
7158 | 0 | 0 | 0 | 13.767 | 27.329 | 13.079 | 0
7159 | 0 | 7.934 | 0 | 18.448 | 8.112 | 25.063 | 0
7160 | 0 | 26.273 | 0 | 7.788 | 0 | 32.357 | 0
7161 | 0 | 47.362 | 154.144 | 142.06 | 0 | 25.453 | 8.06
7162 | 0 | 64.035 | 28.757 | 0 | 27.607 | 12.973 | 20.54
7163 | 0 | 73.972 | 194.008 | 155.314 | 52.07 | 7.382 | 26.131
7164 | 0 | 78.94 | 46.569 | 2.907 | 93.748 | 7.216 | 26.297
7165 | 0 | 79.087 | 194.008 | 150.199 | 123.539 | 8.337 | 25.177
7166 | 0 | 75.889 | 40.612 | 0 | 162.527 | 8.43 | 25.084
7167 | 0 | 66.538 | 194.008 | 162.747 | 179.246 | 9.933 | 23.58
7168 | 0 | 50.654 | 15.376 | 0 | 194.008 | 15.934 | 17.579
7169 | 0 | 28.853 | 0 | 6.424 | 187.316 | 19.949 | 13.564
7170 | 0 | 7.176 | 0 | 28.101 | 158.044 | 28.351 | 5.162
7171 | 2.966 | 0 | 0 | 35.277 | 121.296 | 36.48 | 0
7172 | 0 | 0 | 0 | 35.277 | 84.549 | 26.444 | 7.069
7173 | 0 | 0 | 0 | 28.894 | 54.452 | 16.839 | 10.61
7174 | 0 | 0 | 0 | 7.54 | 46.598 | 7.163 | 0
7175 | 0 | 0 | 0 | 2.462 | 44.034 | 2.339 | 0
7176 | 0 | 0 | 0 | 2.169 | 41.774 | 2.061 | 0
7177 | 0 | 0 | 0 | 2.238 | 39.443 | 2.126 | 0
7178 | 0 | 0 | 0 | 2.505 | 36.833 | 2.38 | 0
7179 | 0 | 0 | 0 | 2.654 | 34.069 | 2.521 | 0
7180 | 0 | 0 | 0 | 3.463 | 30.461 | 3.29 | 0
7181 | 0 | 0 | 0 | 6.571 | 23.616 | 6.243 | 0
7182 | 0 | 0 | 0 | 12.816 | 10.266 | 12.175 | 0
7183 | 0 | 8.943 | 0 | 9.856 | 0 | 17.858 | 0
7184 | 0 | 26.644 | 0 | 0 | 0 | 24.711 | 0.6
7185 | 0 | 47.603 | 157.22 | 144.894 | 0 | 20.285 | 13.228
7186 | 0 | 63.679 | 28.402 | 0 | 27.266 | 17.446 | 16.067
7187 | 0 | 73.877 | 194.008 | 155.408 | 51.63 | 13.602 | 19.911
7188 | 0 | 79.28 | 194.008 | 150.005 | 81.622 | 12.417 | 21.097
7189 | 0 | 79.206 | 43.929 | 0 | 123.794 | 12.748 | 20.766
7190 | 0 | 75.744 | 194.008 | 153.541 | 150.102 | 12.961 | 20.552
7191 | 0 | 66.344 | 31.067 | 0 | 179.927 | 16.501 | 17.013
7192 | 0 | 50.647 | 23.623 | 8.253 | 194.008 | 19.257 | 14.256
7193 | 0 | 28.775 | 0 | 6.503 | 187.234 | 28.07 | 5.444
7194 | 0 | 7.75 | 0 | 27.527 | 158.56 | 29.727 | 3.786
7195 | 0 | 0 | 0 | 35.277 | 121.813 | 25.916 | 7.598
7196 | 0 | 0 | 0 | 35.277 | 85.066 | 18.162 | 15.352
7197 | 0 | 0 | 0 | 20.31 | 63.91 | 13.496 | 5.799
7198 | 0 | 0 | 0 | 7.721 | 55.867 | 7.335 | 0
7199 | 0 | 0 | 0 | 4.037 | 51.662 | 3.836 | 0
7200 | 0 | 0 | 0 | 2.439 | 49.121 | 2.317 | 0
7201 | 0 | 0 | 0 | 2.736 | 46.271 | 2.599 | 0
7202 | 0 | 0 | 0 | 2.579 | 43.585 | 2.45 | 0
7203 | 0 | 0 | 0 | 2.98 | 40.48 | 2.831 | 0
7204 | 0 | 0 | 0 | 4.837 | 35.441 | 4.596 | 0
7205 | 0 | 0 | 0 | 8.281 | 26.816 | 7.867 | 0
7206 | 0 | 0 | 0 | 14.015 | 12.217 | 13.314 | 0
7207 | 0 | 8.133 | 0 | 11.728 | 0 | 18.868 | 0
7208 | 0 | 26.617 | 0 | 0 | 0 | 22.424 | 2.862
7209 | 0 | 46.821 | 62.849 | 51.306 | 6.892 | 16.696 | 16.817
7210 | 0 | 60.686 | 194.008 | 168.599 | 17.515 | 17.382 | 16.131
7211 | 0 | 70.661 | 35.383 | 0 | 51.483 | 13 | 20.513
7212 | 0 | 72.24 | 194.008 | 157.045 | 74.143 | 14.77 | 18.743
7213 | 0 | 75.562 | 40.285 | 0 | 112.816 | 12.321 | 21.192
7214 | 0 | 74.896 | 39.619 | 0 | 150.85 | 11.626 | 21.887
7215 | 0 | 65.12 | 29.843 | 0 | 179.5 | 14.094 | 19.419
7216 | 0 | 50.39 | 15.113 | 0 | 194.008 | 19.516 | 13.997
7217 | 0 | 28.508 | 0 | 6.77 | 186.956 | 24.425 | 9.089
7218 | 0 | 7.474 | 0 | 27.804 | 157.994 | 30.437 | 3.076
7219 | 0 | 0 | 0 | 35.277 | 121.247 | 28.722 | 4.791
7220 | 0 | 0 | 0 | 22.449 | 97.862 | 20.887 | 0.44
7221 | 0 | 0 | 0 | 14.599 | 82.655 | 13.869 | 0
7222 | 0 | 0 | 0 | 7.142 | 75.215 | 6.785 | 0
7223 | 0 | 0 | 0 | 4.456 | 70.574 | 4.233 | 0
7224 | 0 | 0 | 0 | 2.175 | 68.309 | 2.066 | 0
7225 | 0 | 0 | 0 | 2.817 | 65.374 | 2.676 | 0
7226 | 0 | 0 | 0 | 3.249 | 61.99 | 3.086 | 0
7227 | 0 | 0 | 0 | 3.736 | 58.099 | 3.549 | 0
7228 | 0 | 0 | 0 | 3.971 | 53.962 | 3.773 | 0
7229 | 0 | 0 | 0 | 7.401 | 46.253 | 7.031 | 0
7230 | 0 | 0 | 0 | 15.363 | 30.251 | 14.594 | 0
7231 | 0 | 6.318 | 0 | 18.339 | 11.147 | 23.424 | 0
7232 | 0 | 21.57 | 0 | 10.702 | 0 | 30.658 | 0
7233 | 0 | 41.099 | 5.821 | 0 | 5.589 | 22.736 | 10.778
7234 | 0 | 54.717 | 19.44 | 0 | 24.251 | 12.187 | 21.327
7235 | 0 | 64.93 | 29.653 | 0 | 52.718 | 8.134 | 25.38
7236 | 0 | 65.457 | 30.18 | 0 | 81.69 | 6.806 | 26.707
7237 | 0 | 65.64 | 30.362 | 0 | 110.838 | 8.201 | 25.312
7238 | 0 | 60.682 | 31.943 | 0 | 141.504 | 9.064 | 18.237
7239 | 0 | 45.686 | 34.641 | 0 | 174.759 | 10.492 | 0
7240 | 0 | 34.29 | 20.051 | 0 | 194.008 | 13.528 | 0
7241 | 0 | 17.861 | 0 | 3.423 | 190.442 | 20.22 | 0
7242 | 0 | 4.22 | 0 | 30.372 | 158.804 | 32.863 | 0
7243 | 1.857 | 0 | 0 | 35.277 | 122.057 | 35.371 | 0
7244 | 0 | 0 | 0 | 32.282 | 88.43 | 30.668 | 0
7245 | 0 | 0 | 0 | 19.493 | 68.125 | 18.518 | 0
7246 | 0 | 0 | 0 | 7.935 | 59.86 | 7.538 | 0
7247 | 0 | 0 | 0 | 3.868 | 55.831 | 3.674 | 0
7248 | 0 | 0 | 0 | 2.114 | 53.629 | 2.009 | 0
7249 | 0 | 0 | 0 | 2.768 | 50.745 | 2.63 | 0
7250 | 0 | 0 | 0 | 2.613 | 48.024 | 2.482 | 0
7251 | 0 | 0 | 0 | 4.429 | 43.41 | 4.208 | 0
7252 | 0 | 0 | 0 | 3.816 | 39.435 | 3.626 | 0
7253 | 0 | 0 | 0 | 6.046 | 33.137 | 5.744 | 0
7254 | 0 | 0 | 0 | 13.47 | 19.106 | 12.796 | 0
7255 | 0 | 8.188 | 0 | 16.583 | 1.833 | 23.532 | 0
7256 | 1.868 | 25.433 | 0 | 1.759 | 0 | 27.701 | 0
7257 | 0 | 45.744 | 133.508 | 123.041 | 0 | 22.324 | 11.19
7258 | 0 | 62.11 | 26.833 | 0 | 25.76 | 12.031 | 21.482
7259 | 0 | 72.456 | 37.179 | 0 | 61.451 | 7.405 | 26.108
7260 | 0 | 77.317 | 42.04 | 0 | 101.81 | 8.02 | 25.493
7261 | 0 | 73.486 | 38.209 | 0 | 138.49 | 6.435 | 27.078
7262 | 0 | 70.193 | 34.916 | 0 | 172.01 | 8.214 | 25.3
7263 | 0 | 57.161 | 116.412 | 94.528 | 185.298 | 9.834 | 23.679
7264 | 0 | 44.35 | 9.072 | 0 | 194.008 | 15.766 | 17.747
7265 | 0 | 21.804 | 0 | 7.67 | 186.018 | 22.787 | 5.213
7266 | 0.05 | 4.96 | 0 | 30.317 | 154.438 | 33.564 | 0
7267 | 2.591 | 0 | 0 | 35.277 | 117.691 | 36.104 | 0
7268 | 0 | 0 | 0 | 29.889 | 86.557 | 28.394 | 0
7269 | 0 | 0 | 0 | 18.238 | 67.559 | 17.326 | 0
7270 | 0 | 0 | 0 | 7.132 | 60.129 | 6.776 | 0
7271 | 0 | 0 | 0 | 3.036 | 56.967 | 2.884 | 0
7272 | 0 | 0 | 0 | 2.323 | 54.547 | 2.207 | 0
7273 | 0 | 0 | 0 | 2.369 | 52.079 | 2.251 | 0
7274 | 0 | 0 | 0 | 2.547 | 49.425 | 2.42 | 0
7275 | 0 | 0 | 0 | 2.657 | 46.657 | 2.524 | 0
7276 | 0 | 0 | 0 | 4.082 | 42.405 | 3.878 | 0
7277 | 0 | 0 | 0 | 5.789 | 36.375 | 5.499 | 0
7278 | 0 | 0 | 0 | 12.918 | 22.919 | 12.272 | 0
7279 | 0 | 8.737 | 0 | 16.752 | 5.469 | 24.214 | 0
7280 | 0 | 26.527 | 0 | 5.25 | 0 | 30.189 | 0
7281 | 0 | 46.826 | 11.549 | 0 | 11.087 | 21.231 | 12.282
7282 | 0 | 63.372 | 194.008 | 165.913 | 24.509 | 9.581 | 23.932
7283 | 0 | 73.244 | 37.967 | 0 | 60.957 | 5.918 | 27.596
7284 | 0 | 76.357 | 41.079 | 0 | 100.393 | 6.934 | 26.579
7285 | 0 | 76.536 | 194.008 | 152.749 | 127.527 | 6.538 | 26.975
7286 | 0 | 71.711 | 36.434 | 0 | 162.503 | 8.154 | 25.359
7287 | 0 | 64.506 | 156.562 | 127.333 | 180.164 | 9.085 | 24.428
7288 | 0 | 49.698 | 14.421 | 0 | 194.008 | 11.164 | 22.349
7289 | 0 | 28.313 | 0 | 6.185 | 187.565 | 16.867 | 15.907
7290 | 0 | 0.869 | 0 | 29.468 | 156.869 | 28.82 | 0
7291 | 0 | 0 | 0 | 35.015 | 120.396 | 33.264 | 0
7292 | 0 | 0 | 0 | 32.273 | 86.778 | 30.659 | 0
7293 | 0 | 0 | 0 | 18.476 | 67.533 | 17.552 | 0
7294 | 0 | 0 | 0 | 7.549 | 59.669 | 7.172 | 0
7295 | 0 | 0 | 0 | 2.599 | 56.962 | 2.469 | 0
7296 | 0 | 0 | 0 | 2.084 | 54.791 | 1.98 | 0
7297 | 0 | 0 | 0 | 2.839 | 51.834 | 2.697 | 0
7298 | 0 | 0 | 0 | 3.051 | 48.656 | 2.898 | 0
7299 | 0 | 0 | 0 | 3.103 | 45.424 | 2.947 | 0
7300 | 0 | 0 | 0 | 4.179 | 41.07 | 3.97 | 0
7301 | 0 | 0 | 0 | 5.819 | 35.009 | 5.528 | 0
7302 | 0 | 0 | 0 | 13.05 | 21.416 | 12.397 | 0
7303 | 0 | 8.829 | 0 | 15.11 | 5.676 | 22.742 | 0
7304 | 0 | 25.832 | 0 | 5.449 | 0 | 29.717 | 0
7305 | 0 | 45.658 | 15.037 | 4.656 | 9.585 | 21.655 | 11.859
7306 | 0 | 60.609 | 194.008 | 168.676 | 20.129 | 11.535 | 21.978
7307 | 0 | 71.265 | 35.988 | 0 | 54.678 | 6.956 | 26.557
7308 | 0 | 77.28 | 194.008 | 152.005 | 82.586 | 8.428 | 25.086
7309 | 0 | 78.615 | 194.008 | 150.67 | 111.886 | 9.551 | 23.962
7310 | 0 | 75.422 | 40.144 | 0 | 150.424 | 8.228 | 25.286
7311 | 0 | 65.953 | 30.676 | 0 | 179.873 | 13.074 | 20.439
7312 | 0 | 50.001 | 14.724 | 0 | 194.008 | 15.76 | 17.753
7313 | 0 | 27.951 | 0 | 7.326 | 186.377 | 19.933 | 13.58
7314 | 0 | 0.858 | 0 | 30.455 | 154.653 | 29.747 | 0
7315 | 0 | 0 | 0 | 35.262 | 117.922 | 33.243 | 0.256
7316 | 0 | 0 | 0 | 29.754 | 86.928 | 28.267 | 0
7317 | 0 | 0 | 0 | 20.046 | 66.047 | 19.044 | 0
7318 | 0 | 0 | 0 | 7.16 | 58.589 | 6.802 | 0
7319 | 0 | 0 | 0 | 3.231 | 55.223 | 3.07 | 0
7320 | 0 | 0 | 0 | 2.333 | 52.792 | 2.217 | 0
7321 | 0 | 0 | 0 | 2.549 | 50.137 | 2.421 | 0
7322 | 0 | 0 | 0 | 3.23 | 46.773 | 3.068 | 0
7323 | 0 | 0 | 0 | 2.919 | 43.732 | 2.773 | 0
7324 | 0 | 0 | 0 | 3.557 | 40.027 | 3.38 | 0
7325 | 0 | 0 | 0 | 6.225 | 33.543 | 5.913 | 0
7326 | 0 | 0 | 0 | 13.707 | 19.264 | 13.022 | 0
7327 | 0 | 9.018 | 0 | 15.865 | 2.738 | 23.639 | 0
7328 | 0 | 26.41 | 0 | 2.628 | 0 | 27.587 | 0
7329 | 0 | 47.097 | 11.819 | 0 | 11.347 | 23.903 | 9.611
7330 | 0 | 61.932 | 32.409 | 5.753 | 36.466 | 14.023 | 19.49
7331 | 0 | 71.189 | 35.912 | 0 | 70.942 | 9.075 | 24.439
7332 | 0 | 75.954 | 194.008 | 153.331 | 97.469 | 7.255 | 26.258
7333 | 0 | 76.214 | 40.937 | 0 | 136.769 | 8.857 | 24.657
7334 | 0 | 72.234 | 194.008 | 157.051 | 159.421 | 9.008 | 24.506
7335 | 0 | 61.548 | 26.271 | 0 | 184.642 | 10.917 | 22.596
7336 | 0 | 45.034 | 9.757 | 0 | 194.008 | 13.925 | 19.589
7337 | 0 | 24.927 | 0 | 10.35 | 183.226 | 19.388 | 14.126
7338 | 0 | 0.921 | 0 | 31.916 | 149.981 | 29.489 | 1.706
7339 | 0.655 | 0 | 0 | 35.277 | 113.234 | 34.168 | 0
7340 | 0 | 0 | 0 | 35.277 | 76.487 | 27.23 | 6.283
7341 | 0 | 0 | 0 | 15.595 | 60.242 | 14.815 | 0
7342 | 0 | 0 | 0 | 7.222 | 52.718 | 6.861 | 0
7343 | 0 | 0 | 0 | 2.478 | 50.137 | 2.355 | 0
7344 | 0 | 0 | 0 | 2.3 | 47.741 | 2.185 | 0
7345 | 0 | 0 | 0 | 2.496 | 45.141 | 2.371 | 0
7346 | 0 | 0 | 0 | 2.528 | 42.507 | 2.402 | 0
7347 | 0 | 0 | 0 | 2.832 | 39.557 | 2.69 | 0
7348 | 0 | 0 | 0 | 3.799 | 35.6 | 3.609 | 0
7349 | 0 | 0 | 0 | 8.157 | 27.103 | 7.749 | 0
7350 | 0 | 0 | 0 | 15.07 | 11.405 | 14.316 | 0
7351 | 0 | 9.251 | 0 | 10.949 | 0 | 19.19 | 0
7352 | 0 | 27.246 | 0 | 0 | 0 | 25.058 | 0.826
7353 | 0 | 48.335 | 13.058 | 0 | 12.536 | 20.786 | 12.728
7354 | 0 | 65.083 | 29.806 | 0 | 41.149 | 17.506 | 16.007
7355 | 0 | 75.533 | 194.008 | 153.752 | 67.238 | 13.637 | 19.876
7356 | 0 | 80.385 | 194.008 | 148.9 | 98.382 | 12.023 | 21.491
7357 | 0 | 80.475 | 194.008 | 148.81 | 129.619 | 12.387 | 21.127
7358 | 0 | 76.724 | 194.008 | 152.561 | 156.949 | 12.861 | 20.652
7359 | 0 | 67.179 | 141.484 | 109.582 | 178.625 | 15.439 | 18.074
7360 | 0 | 51.301 | 16.024 | 0 | 194.008 | 18.062 | 15.451
7361 | 0 | 29.087 | 0 | 6.19 | 187.56 | 25.513 | 8.001
7362 | 0 | 0.819 | 0 | 34.458 | 151.666 | 30.683 | 2.83
7363 | 0 | 0 | 0 | 35.277 | 114.919 | 25.87 | 7.644
7364 | 0 | 0 | 0 | 35.277 | 78.172 | 21.404 | 12.11
7365 | 0 | 0 | 0 | 14.316 | 63.259 | 13.513 | 0.088
7366 | 0 | 0 | 0 | 7.329 | 55.625 | 6.962 | 0
7367 | 0 | 0 | 0 | 3.861 | 51.604 | 3.668 | 0
7368 | 0 | 0 | 0 | 2.446 | 49.055 | 2.324 | 0
7369 | 0 | 0 | 0 | 2.7 | 46.242 | 2.565 | 0
7370 | 0 | 0 | 0 | 2.614 | 43.52 | 2.483 | 0
7371 | 0 | 0 | 0 | 3.398 | 39.98 | 3.228 | 0
7372 | 0 | 0 | 0 | 4.382 | 35.416 | 4.163 | 0
7373 | 0 | 0 | 0 | 6.716 | 28.42 | 6.38 | 0
7374 | 0 | 0 | 0 | 15.361 | 12.419 | 14.593 | 0
7375 | 0 | 9.467 | 0 | 11.922 | 0 | 20.32 | 0
7376 | 0 | 27.82 | 0 | 0 | 0 | 22.597 | 3.832
7377 | 0 | 48.893 | 173.669 | 160.053 | 0 | 21.464 | 12.05
7378 | 0 | 65.452 | 194.008 | 163.834 | 15.588 | 15.297 | 18.217
7379 | 0 | 75.904 | 194.008 | 153.381 | 42.063 | 14.48 | 19.033
7380 | 0 | 81.131 | 47.647 | 1.793 | 85.936 | 11.789 | 21.724
7381 | 0 | 81.308 | 194.008 | 147.977 | 118.041 | 12.472 | 21.041
7382 | 0 | 77.682 | 194.008 | 151.604 | 146.369 | 13.717 | 19.797
7383 | 0 | 68.15 | 32.872 | 0 | 177.926 | 15.795 | 17.718
7384 | 0 | 52.029 | 16.752 | 0 | 194.008 | 19.648 | 13.866
7385 | 0 | 29.349 | 0 | 5.928 | 187.833 | 24.731 | 8.782
7386 | 0 | 0.823 | 0 | 31.01 | 155.531 | 30.241 | 0
7387 | 0 | 0 | 0 | 35.277 | 118.784 | 25.444 | 8.069
7388 | 0 | 0 | 0 | 29.576 | 87.976 | 19.902 | 8.195
7389 | 0 | 0 | 0 | 12.682 | 74.766 | 12.048 | 0
7390 | 0 | 0 | 0 | 8.308 | 66.112 | 7.892 | 0
7391 | 0 | 0 | 0 | 3.893 | 62.057 | 3.698 | 0
7392 | 0 | 0 | 0 | 2.03 | 59.942 | 1.929 | 0
7393 | 0 | 0 | 0 | 2.495 | 57.344 | 2.37 | 0
7394 | 0 | 0 | 0 | 2.641 | 54.592 | 2.509 | 0
7395 | 0 | 0 | 0 | 2.883 | 51.589 | 2.739 | 0
7396 | 0 | 0 | 0 | 3.911 | 47.515 | 3.716 | 0
7397 | 0 | 0 | 0 | 8.058 | 39.121 | 7.655 | 0
7398 | 0 | 0 | 0 | 14.851 | 23.651 | 14.108 | 0
7399 | 0 | 9.841 | 0 | 17.546 | 5.374 | 26.017 | 0
7400 | 0 | 28.294 | 0 | 5.159 | 0 | 31.78 | 0
7401 | 0 | 49.072 | 175.954 | 162.159 | 0 | 25.112 | 8.401
7402 | 0 | 65.7 | 194.008 | 163.586 | 15.846 | 12.981 | 20.532
7403 | 0 | 76.221 | 194.008 | 153.064 | 42.652 | 7.54 | 25.974
7404 | 0 | 81.336 | 46.059 | 0 | 86.868 | 7.695 | 25.818
7405 | 0 | 81.736 | 194.008 | 147.549 | 119.419 | 7.774 | 25.739
7406 | 0 | 78.031 | 61.613 | 18.859 | 158.922 | 8.616 | 24.898
7407 | 0 | 68.451 | 194.008 | 160.834 | 177.634 | 9.935 | 23.579
7408 | 0 | 52.333 | 17.056 | 0 | 194.008 | 13.336 | 20.177
7409 | 0 | 29.804 | 0 | 5.473 | 188.306 | 18.874 | 14.639
7410 | 0 | 0.838 | 0 | 28.359 | 158.765 | 27.738 | 0
7411 | 0.083 | 0 | 0 | 35.277 | 122.018 | 33.597 | 0
7412 | 0 | 0 | 0 | 32.934 | 87.712 | 30.054 | 1.233
7413 | 0 | 0 | 0 | 19.522 | 67.376 | 18.546 | 0
7414 | 0 | 0 | 0 | 7.657 | 59.401 | 7.274 | 0
7415 | 0 | 0 | 0 | 2.386 | 56.916 | 2.266 | 0
7416 | 0 | 0 | 0 | 2.238 | 54.584 | 2.126 | 0
7417 | 0 | 0 | 0 | 2.621 | 51.854 | 2.49 | 0
7418 | 0 | 0 | 0 | 2.63 | 49.115 | 2.498 | 0
7419 | 0 | 0 | 0 | 2.769 | 46.23 | 2.631 | 0
7420 | 0 | 0 | 0 | 3.877 | 42.191 | 3.683 | 0
7421 | 0 | 0 | 0 | 6.348 | 35.578 | 6.031 | 0
7422 | 0 | 0 | 0 | 13.518 | 21.497 | 12.842 | 0
7423 | 0 | 9.095 | 0 | 15.457 | 5.396 | 23.324 | 0
7424 | 0 | 26.475 | 0 | 5.181 | 0 | 30.072 | 0
7425 | 0 | 46.483 | 142.936 | 131.73 | 0 | 23.422 | 10.091
7426 | 0 | 62.284 | 194.008 | 167.001 | 12.288 | 10.606 | 22.908
7427 | 0 | 71.923 | 36.646 | 0 | 47.468 | 7.409 | 26.104
7428 | 0 | 73.389 | 38.111 | 0 | 84.055 | 6.118 | 27.395
7429 | 0 | 76.843 | 183.171 | 141.605 | 112.394 | 9.212 | 24.301
7430 | 0 | 74.269 | 38.992 | 0 | 149.827 | 10.104 | 23.409
7431 | 0 | 65.829 | 30.551 | 0 | 179.156 | 10.851 | 22.662
7432 | 0 | 50.748 | 15.471 | 0 | 194.008 | 14.702 | 18.811
7433 | 0 | 28.212 | 0 | 5.613 | 188.161 | 19.254 | 12.881
7434 | 0 | 0.821 | 0 | 31.541 | 155.305 | 30.744 | 0
7435 | 3.047 | 0 | 0 | 35.277 | 118.558 | 37.269 | 0
7436 | 0 | 0 | 0 | 32.664 | 84.533 | 31.031 | 0
7437 | 0 | 0 | 0 | 18.698 | 65.056 | 17.763 | 0
7438 | 0 | 0 | 0 | 6.939 | 57.828 | 6.592 | 0
7439 | 0 | 0 | 0 | 2.724 | 54.99 | 2.588 | 0
7440 | 0 | 0 | 0 | 2.235 | 52.662 | 2.124 | 0
7441 | 0 | 0 | 0 | 2.416 | 50.145 | 2.296 | 0
7442 | 0 | 0 | 0 | 2.769 | 47.26 | 2.63 | 0
7443 | 0 | 0 | 0 | 2.977 | 44.16 | 2.828 | 0
7444 | 0 | 0 | 0 | 3.669 | 40.338 | 3.485 | 0
7445 | 0 | 0 | 0 | 6.366 | 33.707 | 6.047 | 0
7446 | 0 | 0 | 0 | 14.145 | 18.973 | 13.438 | 0
7447 | 0 | 9.354 | 0 | 16.322 | 1.971 | 24.392 | 0
7448 | 0 | 27.473 | 0 | 1.892 | 0 | 27.897 | 0
7449 | 0 | 47.754 | 159.138 | 146.662 | 0 | 25.827 | 7.686
7450 | 0 | 63.891 | 171.72 | 143.106 | 15.782 | 13.293 | 20.22
7451 | 0 | 73.634 | 194.008 | 155.651 | 39.893 | 8.387 | 25.126
7452 | 0 | 78.611 | 194.008 | 150.674 | 69.188 | 6.513 | 27
7453 | 0 | 78.998 | 43.721 | 0 | 111.16 | 6.078 | 27.435
7454 | 0 | 75.304 | 40.026 | 0 | 149.585 | 7.992 | 25.521
7455 | 0 | 66.116 | 30.839 | 0 | 179.191 | 12.241 | 21.272
7456 | 0 | 50.712 | 15.435 | 0 | 194.008 | 12.111 | 21.402
7457 | 0 | 28.91 | 0 | 0 | 194.008 | 20.572 | 6.892
7458 | 0 | 0.795 | 0 | 31.285 | 161.42 | 30.476 | 0
7459 | 0.163 | 0 | 0 | 35.277 | 124.673 | 33.677 | 0
7460 | 0 | 0 | 0 | 32.051 | 91.286 | 30.449 | 0
7461 | 0 | 0 | 0 | 19.27 | 71.213 | 18.306 | 0
7462 | 0 | 0 | 0 | 9.629 | 61.183 | 9.147 | 0
7463 | 0 | 0 | 0 | 2.431 | 58.651 | 2.31 | 0
7464 | 0 | 0 | 0 | 2.25 | 56.307 | 2.138 | 0
7465 | 0 | 0 | 0 | 2.719 | 53.475 | 2.583 | 0
7466 | 0 | 0 | 0 | 2.817 | 50.541 | 2.676 | 0
7467 | 0 | 0 | 0 | 3.089 | 47.324 | 2.934 | 0
7468 | 0 | 0 | 0 | 3.165 | 44.027 | 3.007 | 0
7469 | 0 | 0 | 0 | 6.698 | 37.05 | 6.363 | 0
7470 | 0 | 0 | 0 | 13.987 | 22.48 | 13.288 | 0
7471 | 0.382 | 8.052 | 0 | 16.253 | 5.551 | 23.471 | 0
7472 | 3.047 | 26.416 | 0 | 5.329 | 0 | 33.204 | 0
7473 | 0 | 44.477 | 117.343 | 108.143 | 0 | 24.147 | 9.366
7474 | 0 | 61.225 | 92.357 | 66.409 | 19.486 | 12.59 | 20.923
7475 | 0 | 74.001 | 194.008 | 155.284 | 43.979 | 7.143 | 26.37
7476 | 0 | 77.539 | 42.261 | 0 | 84.55 | 8.06 | 25.453
7477 | 0 | 78.436 | 43.159 | 0 | 125.983 | 7.791 | 25.722
7478 | 0 | 75.26 | 39.983 | 0 | 164.366 | 7.388 | 26.125
7479 | 0 | 66.154 | 30.877 | 0 | 194.008 | 11.399 | 22.114
7480 | 0 | 50.351 | 192.261 | 177.188 | 194.008 | 12.462 | 21.051
7481 | 0 | 28.53 | 0 | 4.068 | 189.77 | 18.459 | 12.509
7482 | 0 | 0.753 | 0 | 30.808 | 157.679 | 29.983 | 0
7483 | 0 | 0 | 0 | 35.081 | 121.136 | 33.327 | 0
7484 | 0 | 0 | 0 | 29.952 | 89.936 | 28.454 | 0
7485 | 0 | 0 | 0 | 19.721 | 69.393 | 18.735 | 0
7486 | 0 | 0 | 0 | 8.997 | 60.021 | 8.548 | 0
7487 | 0 | 0 | 0 | 2.908 | 56.992 | 2.763 | 0
7488 | 0 | 0 | 0 | 2.576 | 54.308 | 2.448 | 0
7489 | 0 | 0 | 0 | 2.613 | 51.586 | 2.483 | 0
7490 | 0 | 0 | 0 | 2.712 | 48.761 | 2.576 | 0
7491 | 0 | 0 | 0 | 2.708 | 45.94 | 2.573 | 0
7492 | 0 | 0 | 0 | 3.761 | 42.022 | 3.573 | 0
7493 | 0 | 0 | 0 | 6.3 | 35.46 | 5.985 | 0
7494 | 0 | 0 | 0 | 11.787 | 23.181 | 11.198 | 0
7495 | 0 | 7.867 | 0 | 16.1 | 6.411 | 22.768 | 0
7496 | 0 | 24.629 | 0 | 6.154 | 0 | 29.244 | 0
7497 | 0 | 45.795 | 10.518 | 0 | 10.097 | 21.679 | 11.835
7498 | 0 | 61.085 | 141.854 | 116.046 | 25.396 | 13.007 | 20.506
7499 | 0 | 70.136 | 194.008 | 159.149 | 45.863 | 7.515 | 25.999
7500 | 0 | 77.571 | 194.008 | 151.714 | 74.075 | 5.703 | 27.81
7501 | 0 | 78.872 | 43.595 | 0 | 115.926 | 7.366 | 26.147
7502 | 0 | 73.461 | 38.183 | 0 | 152.582 | 8.108 | 25.405
7503 | 0 | 64.065 | 28.788 | 0 | 180.219 | 10.137 | 23.376
7504 | 0 | 49.641 | 14.364 | 0 | 194.008 | 15.123 | 18.39
7505 | 0 | 28.855 | 0 | 6.422 | 187.319 | 22.002 | 11.512
7506 | 0 | 0.742 | 0 | 29.574 | 156.512 | 28.8 | 0
7507 | 0 | 0 | 0 | 35.277 | 119.765 | 33.05 | 0.463
7508 | 0 | 0 | 0 | 35.277 | 83.018 | 26.622 | 6.891
7509 | 0 | 0 | 0 | 22.06 | 60.038 | 16.695 | 4.263
7510 | 0 | 0 | 0 | 7.149 | 52.592 | 6.791 | 0
7511 | 0 | 0 | 0 | 4.232 | 48.183 | 4.02 | 0
7512 | 0 | 0 | 0 | 1.942 | 46.161 | 1.845 | 0
7513 | 0 | 0 | 0 | 2.472 | 43.585 | 2.349 | 0
7514 | 0 | 0 | 0 | 2.862 | 40.604 | 2.719 | 0
7515 | 0 | 0 | 0 | 3.033 | 37.444 | 2.882 | 0
7516 | 0 | 0 | 0 | 3.611 | 33.683 | 3.43 | 0
7517 | 0 | 0 | 0 | 6.646 | 26.76 | 6.314 | 0
7518 | 0 | 0 | 0 | 13.753 | 12.434 | 13.065 | 0
7519 | 0 | 8.446 | 0 | 11.936 | 0 | 19.363 | 0
7520 | 0 | 26.517 | 0 | 0 | 0 | 22.311 | 2.88
7521 | 0 | 47.813 | 12.535 | 0 | 12.034 | 19.753 | 13.76
7522 | 0 | 63.659 | 194.008 | 165.626 | 25.754 | 17.036 | 16.477
7523 | 0 | 73.145 | 194.008 | 156.14 | 49.356 | 13.348 | 20.165
7524 | 0 | 77.159 | 194.008 | 152.126 | 77.139 | 12.298 | 21.215
7525 | 0 | 79.51 | 120.918 | 76.686 | 113.34 | 12.101 | 21.413
7526 | 0 | 74.785 | 39.508 | 0 | 151.267 | 14.604 | 18.91
7527 | 0 | 66.204 | 30.927 | 0 | 180.957 | 16.621 | 16.892
7528 | 0 | 48.872 | 13.594 | 0 | 194.008 | 20.531 | 12.983
7529 | 0 | 28.776 | 0 | 6.502 | 187.235 | 23.199 | 10.314
7530 | 0 | 0.758 | 0 | 27.616 | 158.468 | 26.956 | 0
7531 | 0 | 0 | 0 | 35.277 | 121.721 | 25.514 | 7.999
7532 | 0 | 0 | 0 | 35.277 | 84.974 | 22.869 | 10.645
7533 | 0 | 0 | 0 | 27.222 | 56.618 | 15.086 | 10.775
7534 | 0 | 0 | 0 | 7.335 | 48.978 | 6.968 | 0
7535 | 0 | 0 | 0 | 3.122 | 45.725 | 2.966 | 0
7536 | 0 | 0 | 0 | 2.083 | 43.555 | 1.979 | 0
7537 | 0 | 0 | 0 | 2.73 | 40.711 | 2.594 | 0
7538 | 0 | 0 | 0 | 2.674 | 37.926 | 2.541 | 0
7539 | 0 | 0 | 0 | 3.567 | 34.21 | 3.388 | 0
7540 | 0 | 0 | 0 | 3.828 | 30.223 | 3.637 | 0
7541 | 0 | 0 | 0 | 6.458 | 23.496 | 6.135 | 0
7542 | 0 | 0 | 0 | 13.673 | 9.253 | 12.989 | 0
7543 | 0 | 8.056 | 0 | 8.883 | 0 | 16.092 | 0
7544 | 0 | 25.295 | 0 | 0 | 0 | 22.059 | 1.972
7545 | 0 | 46.483 | 142.93 | 131.724 | 0 | 18.461 | 15.053
7546 | 0 | 63.152 | 194.008 | 166.133 | 13.193 | 14.86 | 18.654
7547 | 0 | 74.537 | 42.789 | 3.529 | 50.594 | 13.541 | 19.972
7548 | 0 | 79.656 | 44.378 | 0 | 93.197 | 11.755 | 21.759
7549 | 0 | 80.232 | 44.955 | 0 | 136.354 | 12.494 | 21.019
7550 | 0 | 76.204 | 194.008 | 153.081 | 163.142 | 14.411 | 19.102
7551 | 0 | 66.836 | 31.559 | 0 | 193.439 | 15.104 | 18.41
7552 | 0 | 51.034 | 194.008 | 178.252 | 194.008 | 20.916 | 12.597
7553 | 0 | 29.18 | 0 | 6.097 | 187.657 | 22.419 | 11.094
7554 | 0 | 0.732 | 0 | 28.9 | 157.552 | 28.151 | 0
7555 | 0 | 0 | 0 | 35.277 | 120.805 | 28.37 | 5.143
7556 | 0 | 0 | 0 | 35.277 | 84.058 | 20.674 | 12.84
7557 | 0 | 0 | 0 | 16.661 | 66.703 | 13.103 | 2.725
7558 | 0 | 0 | 0 | 7.202 | 59.201 | 6.842 | 0
7559 | 0 | 0 | 0 | 3.45 | 55.607 | 3.278 | 0
7560 | 0 | 0 | 0 | 1.989 | 53.535 | 1.89 | 0
7561 | 0 | 0 | 0 | 3.069 | 50.338 | 2.916 | 0
7562 | 0 | 0 | 0 | 2.715 | 47.509 | 2.579 | 0
7563 | 0 | 0 | 0 | 3.185 | 44.192 | 3.026 | 0
7564 | 0 | 0 | 0 | 4.242 | 39.773 | 4.03 | 0
7565 | 0 | 0 | 0 | 6.777 | 32.714 | 6.438 | 0
7566 | 0 | 0 | 0 | 15.424 | 16.647 | 14.653 | 0
7567 | 0 | 8.669 | 0 | 14.171 | 1.886 | 21.698 | 0
7568 | 0 | 27.89 | 0 | 1.81 | 0 | 28.215 | 0
7569 | 0 | 49.189 | 177.447 | 163.535 | 0 | 24.068 | 9.445
7570 | 0 | 63.681 | 194.008 | 165.605 | 13.743 | 12.398 | 21.116
7571 | 0 | 75.327 | 194.008 | 153.958 | 39.618 | 7.421 | 26.093
7572 | 0 | 80.292 | 45.015 | 0 | 82.832 | 8.07 | 25.444
7573 | 0 | 80.885 | 132.707 | 87.099 | 119.502 | 7.245 | 26.269
7574 | 0 | 77.089 | 194.008 | 152.196 | 147.212 | 7.606 | 25.907
7575 | 0 | 67.597 | 32.32 | 0 | 178.239 | 9.828 | 23.685
7576 | 0 | 51.703 | 16.426 | 0 | 194.008 | 15.625 | 17.888
7577 | 0 | 29.231 | 0 | 6.046 | 187.71 | 19.279 | 14.234
7578 | 0 | 0.742 | 0 | 31.155 | 155.258 | 30.302 | 0
7579 | 2.771 | 0 | 0 | 35.277 | 118.51 | 36.284 | 0
7580 | 0 | 0 | 0 | 35.277 | 81.763 | 26.975 | 6.538
7581 | 0 | 0 | 0 | 17.839 | 63.181 | 16.671 | 0.277
7582 | 0 | 0 | 0 | 6.625 | 56.279 | 6.294 | 0
7583 | 0 | 0 | 0 | 2.816 | 53.347 | 2.675 | 0
7584 | 0 | 0 | 0 | 1.901 | 51.367 | 1.806 | 0
7585 | 0 | 0 | 0 | 2.224 | 49.05 | 2.113 | 0
7586 | 0 | 0 | 0 | 2.473 | 46.474 | 2.349 | 0
7587 | 0 | 0 | 0 | 3.123 | 43.221 | 2.967 | 0
7588 | 0 | 0 | 0 | 3.978 | 39.077 | 3.779 | 0
7589 | 0 | 0 | 0 | 5.924 | 32.907 | 5.627 | 0
7590 | 0 | 0 | 0 | 13.437 | 18.91 | 12.765 | 0
7591 | 0 | 8.699 | 0 | 16.273 | 1.959 | 23.724 | 0
7592 | 0 | 28.076 | 0 | 1.88 | 0 | 28.458 | 0
7593 | 0 | 48.939 | 13.662 | 0 | 13.115 | 22.219 | 11.294
7594 | 0 | 65.343 | 194.008 | 163.942 | 28.59 | 13.023 | 20.491
7595 | 0 | 75.69 | 159.986 | 119.572 | 57.621 | 9.655 | 23.859
7596 | 0 | 80.51 | 194.008 | 148.775 | 88.895 | 6.848 | 26.665
7597 | 0 | 81.04 | 194.008 | 148.245 | 120.721 | 7.465 | 26.049
7598 | 0 | 77.105 | 41.827 | 0 | 160.875 | 8.022 | 25.492
7599 | 0 | 67.229 | 194.008 | 162.056 | 178.314 | 10.559 | 22.954
7600 | 0 | 51.625 | 16.348 | 0 | 194.008 | 14.918 | 18.595
7601 | 0 | 29.364 | 0 | 0 | 194.008 | 24.539 | 3.357
7602 | 1.673 | 0.765 | 0 | 34.512 | 158.058 | 35.186 | 0
7603 | 3.047 | 0 | 0 | 35.277 | 121.311 | 37.392 | 0
7604 | 0 | 0 | 0 | 30.909 | 89.114 | 29.364 | 0
7605 | 0 | 0 | 0 | 18.601 | 69.738 | 17.671 | 0
7606 | 0 | 0 | 0 | 7.262 | 62.174 | 6.899 | 0
7607 | 0 | 0 | 0 | 2.645 | 59.419 | 2.513 | 0
7608 | 0 | 0 | 0 | 1.821 | 57.522 | 1.73 | 0
7609 | 0 | 0 | 0 | 2.367 | 55.056 | 2.249 | 0
7610 | 0 | 0 | 0 | 2.741 | 52.201 | 2.604 | 0
7611 | 0 | 0 | 0 | 2.841 | 49.242 | 2.699 | 0
7612 | 0 | 0 | 0 | 5.23 | 43.793 | 4.969 | 0
7613 | 0 | 0 | 0 | 8.403 | 35.041 | 7.982 | 0
7614 | 0 | 0 | 0 | 14.062 | 20.392 | 13.359 | 0
7615 | 0 | 8.588 | 0 | 17.322 | 2.349 | 24.615 | 0
7616 | 0.133 | 28.015 | 0 | 2.255 | 0 | 28.888 | 0
7617 | 0 | 49.734 | 184.394 | 169.937 | 0 | 22.676 | 10.837
7618 | 0 | 65.357 | 194.008 | 163.928 | 15.489 | 13.246 | 20.267
7619 | 0 | 75.399 | 194.008 | 153.886 | 41.438 | 6.935 | 26.579
7620 | 0 | 80.284 | 45.007 | 0 | 84.645 | 6.069 | 27.444
7621 | 0 | 80.634 | 194.008 | 148.652 | 116.047 | 7.159 | 26.354
7622 | 0 | 76.763 | 111.076 | 69.591 | 150.19 | 9.343 | 24.171
7623 | 0 | 66.115 | 30.838 | 0 | 179.794 | 10.082 | 23.431
7624 | 0 | 50.083 | 14.806 | 0 | 194.008 | 12.657 | 20.857
7625 | 0 | 25.771 | 0 | 9.058 | 184.572 | 21.374 | 11.714
7626 | 0 | 0.902 | 0 | 30.545 | 152.754 | 29.875 | 0
7627 | 0 | 0 | 0 | 34.197 | 117.132 | 32.487 | 0
7628 | 0 | 0 | 0 | 29.818 | 86.071 | 28.327 | 0
7629 | 0 | 0 | 0 | 17.71 | 67.623 | 16.825 | 0
7630 | 0 | 0 | 0 | 7.135 | 60.19 | 6.778 | 0
7631 | 0 | 0 | 0 | 4.709 | 55.285 | 4.474 | 0
7632 | 0 | 0 | 0 | 2.232 | 52.959 | 2.121 | 0
7633 | 0 | 0 | 0 | 2.493 | 50.362 | 2.369 | 0
7634 | 0 | 0 | 0 | 2.394 | 47.869 | 2.274 | 0
7635 | 0 | 0 | 0 | 2.391 | 45.379 | 2.271 | 0
7636 | 0 | 0 | 0 | 4.628 | 40.557 | 4.397 | 0
7637 | 0 | 0 | 0 | 6.685 | 33.594 | 6.351 | 0
7638 | 0 | 0 | 0 | 12.566 | 20.504 | 11.938 | 0
7639 | 0 | 8.44 | 0 | 15.81 | 4.036 | 23.037 | 0
7640 | 0 | 27.889 | 0 | 3.875 | 0 | 30.176 | 0
7641 | 0 | 48.929 | 13.652 | 0 | 13.106 | 23.971 | 9.542
7642 | 0 | 65.553 | 161.64 | 131.364 | 31.443 | 12.936 | 20.577
7643 | 0 | 75.35 | 194.008 | 153.935 | 57.342 | 7.337 | 26.176
7644 | 0 | 80.169 | 194.008 | 149.116 | 88.26 | 7.123 | 26.39
7645 | 0 | 80.569 | 194.008 | 148.716 | 119.595 | 7.858 | 25.655
7646 | 0 | 76.886 | 194.008 | 152.399 | 147.094 | 8.161 | 25.353
7647 | 0 | 67.602 | 32.325 | 0 | 178.126 | 10.1 | 23.413
7648 | 0 | 51.821 | 16.544 | 0 | 194.008 | 15.266 | 18.248
7649 | 0 | 29.509 | 0 | 3.635 | 190.221 | 23.603 | 7.884
7650 | 0 | 0.726 | 0 | 32.537 | 156.328 | 31.6 | 0
7651 | 0 | 0 | 0 | 33.996 | 120.915 | 32.297 | 0
7652 | 0 | 0 | 0 | 28.436 | 91.295 | 27.014 | 0
7653 | 0 | 0 | 0 | 18.196 | 72.341 | 17.286 | 0
7654 | 0 | 0 | 0 | 8.071 | 63.934 | 7.667 | 0
7655 | 0 | 0 | 0 | 2.859 | 60.956 | 2.716 | 0
7656 | 0 | 0 | 0 | 2.458 | 58.395 | 2.336 | 0
7657 | 0 | 0 | 0 | 2.468 | 55.824 | 2.345 | 0
7658 | 0 | 0 | 0 | 2.517 | 53.203 | 2.391 | 0
7659 | 0 | 0 | 0 | 2.862 | 50.222 | 2.719 | 0
7660 | 0 | 0 | 0 | 3.72 | 46.347 | 3.534 | 0
7661 | 0 | 0 | 0 | 6.122 | 39.97 | 5.816 | 0
7662 | 0 | 0 | 0 | 14.261 | 25.115 | 13.548 | 0
7663 | 0 | 8.503 | 0 | 19.156 | 5.161 | 26.276 | 0
7664 | 0 | 28.1 | 0 | 4.955 | 0 | 31.402 | 0
7665 | 0 | 48.854 | 173.179 | 159.602 | 0 | 24.166 | 9.347
7666 | 0 | 65.41 | 194.008 | 163.876 | 15.544 | 12.559 | 20.955
7667 | 0 | 75.411 | 40.134 | 0 | 54.072 | 8.85 | 24.663
7668 | 0 | 80.624 | 177.618 | 132.271 | 86.803 | 6.109 | 27.404
7669 | 0 | 81.142 | 194.008 | 148.143 | 118.735 | 7.016 | 26.497
7670 | 0 | 77.364 | 194.008 | 151.921 | 146.732 | 7.192 | 26.321
7671 | 0 | 67.889 | 32.612 | 0 | 178.04 | 9.585 | 23.928
7672 | 0 | 51.911 | 16.634 | 0 | 194.008 | 12.796 | 20.718
7673 | 0 | 29.635 | 0 | 5.642 | 188.131 | 19.497 | 14.017
7674 | 0 | 0.737 | 0 | 31.461 | 155.359 | 30.588 | 0
7675 | 1.191 | 0 | 0 | 35.277 | 118.612 | 34.704 | 0
7676 | 0 | 0 | 0 | 34.111 | 83.08 | 28.273 | 4.132
7677 | 0 | 0 | 0 | 18.816 | 63.48 | 17.875 | 0
7678 | 0 | 0 | 0 | 6.088 | 57.138 | 5.784 | 0
7679 | 0 | 0 | 0 | 2.358 | 54.682 | 2.24 | 0
7680 | 0 | 0 | 0 | 2.332 | 52.253 | 2.215 | 0
7681 | 0 | 0 | 0 | 2.656 | 49.487 | 2.523 | 0
7682 | 0 | 0 | 0 | 2.815 | 46.554 | 2.674 | 0
7683 | 0 | 0 | 0 | 2.546 | 43.903 | 2.418 | 0
7684 | 0 | 0 | 0 | 4.068 | 39.665 | 3.865 | 0
7685 | 0 | 0 | 0 | 8.428 | 30.886 | 8.007 | 0
7686 | 0 | 0 | 0 | 14.047 | 16.254 | 13.344 | 0
7687 | 0 | 8.438 | 0 | 15.604 | 0 | 22.84 | 0
7688 | 0 | 28.352 | 0 | 0 | 0 | 21.162 | 5.772
7689 | 0 | 49.205 | 177.647 | 163.72 | 0 | 18.653 | 14.861
7690 | 0 | 65.978 | 194.008 | 163.307 | 16.137 | 17.476 | 16.037
7691 | 0 | 75.794 | 194.008 | 153.491 | 42.498 | 14.043 | 19.47
7692 | 0 | 80.683 | 194.008 | 148.602 | 73.952 | 11.885 | 21.629
7693 | 0 | 81.027 | 178.98 | 133.23 | 106.991 | 13.177 | 20.336
7694 | 0 | 76.988 | 41.711 | 0 | 147.034 | 15.164 | 18.349
7695 | 0 | 67.526 | 32.249 | 0 | 177.993 | 17.51 | 16.004
7696 | 0 | 51.959 | 16.682 | 0 | 194.008 | 19.899 | 13.615
7697 | 0 | 29.822 | 0 | 5.455 | 188.326 | 25.276 | 8.238
7698 | 0 | 0.731 | 0 | 27.824 | 159.342 | 27.127 | 0
7699 | 0 | 0 | 0 | 35.277 | 122.595 | 27.261 | 6.252
7700 | 0 | 0 | 0 | 35.277 | 85.848 | 21.736 | 11.777
7701 | 0 | 0 | 0 | 22.504 | 62.406 | 13.73 | 7.649
7702 | 0 | 0 | 0 | 5.53 | 56.645 | 5.253 | 0
7703 | 0 | 0 | 0 | 3.126 | 53.389 | 2.969 | 0
7704 | 0 | 0 | 0 | 2.315 | 50.978 | 2.199 | 0
7705 | 0 | 0 | 0 | 2.355 | 48.525 | 2.238 | 0
7706 | 0 | 0 | 0 | 3.836 | 44.529 | 3.644 | 0
7707 | 0 | 0 | 0 | 3.392 | 40.995 | 3.223 | 0
7708 | 0 | 0 | 0 | 4.38 | 36.433 | 4.161 | 0
7709 | 0 | 0 | 0 | 7.753 | 28.357 | 7.365 | 0
7710 | 0 | 0 | 0 | 14.512 | 13.24 | 13.786 | 0
7711 | 0 | 8.322 | 0 | 12.711 | 0 | 19.981 | 0
7712 | 0 | 28.193 | 0 | 0 | 0 | 23.159 | 3.624
7713 | 0 | 49.12 | 13.843 | 0 | 13.289 | 20.258 | 13.256
7714 | 0 | 65.475 | 194.008 | 163.811 | 28.901 | 14.343 | 19.17
7715 | 0 | 75.228 | 194.008 | 154.057 | 54.672 | 13.149 | 20.364
7716 | 0 | 79.782 | 194.008 | 149.503 | 85.188 | 15.57 | 17.943
7717 | 0 | 80.021 | 44.744 | 0 | 128.142 | 16.32 | 17.194
7718 | 0 | 76.494 | 194.008 | 152.791 | 155.232 | 16.327 | 17.186
7719 | 0 | 67.432 | 133.115 | 100.959 | 177.856 | 16.967 | 16.547
7720 | 0 | 52.102 | 16.825 | 0 | 194.008 | 19.841 | 13.672
7721 | 0 | 30.049 | 0 | 5.229 | 188.561 | 25.546 | 7.967
7722 | 0 | 0.734 | 0 | 28.554 | 158.817 | 27.824 | 0
7723 | 0 | 0 | 0 | 35.277 | 122.07 | 25 | 8.513
7724 | 0 | 0 | 0 | 34.012 | 86.64 | 20.176 | 12.135
7725 | 0 | 0 | 0 | 13.319 | 72.766 | 12.653 | 0
7726 | 0 | 0 | 0 | 7.877 | 64.561 | 7.483 | 0
7727 | 0 | 0 | 0 | 3.94 | 60.457 | 3.743 | 0
7728 | 0 | 0 | 0 | 2.324 | 58.036 | 2.208 | 0
7729 | 0 | 0 | 0 | 2.668 | 55.256 | 2.535 | 0
7730 | 0 | 0 | 0 | 2.787 | 52.353 | 2.648 | 0
7731 | 0 | 0 | 0 | 2.955 | 49.276 | 2.807 | 0
7732 | 0 | 0 | 0 | 3.668 | 45.454 | 3.485 | 0
7733 | 0 | 0 | 0 | 7.595 | 37.543 | 7.215 | 0
7734 | 0 | 0 | 0 | 15.624 | 21.268 | 14.843 | 0
7735 | 0 | 8.346 | 0 | 17.077 | 3.479 | 24.151 | 0
7736 | 0 | 28.171 | 0 | 3.34 | 0 | 29.935 | 0
7737 | 0 | 48.532 | 169.061 | 155.807 | 0 | 24.139 | 9.374
7738 | 0 | 64.7 | 194.008 | 164.585 | 14.805 | 12.188 | 21.326
7739 | 0 | 74.489 | 194.008 | 154.796 | 39.807 | 7.925 | 25.588
7740 | 0 | 79.284 | 44.007 | 0 | 82.054 | 8.775 | 24.738
7741 | 0 | 79.785 | 84.226 | 39.718 | 121.538 | 7.794 | 25.719
7742 | 0 | 76.102 | 194.008 | 153.184 | 148.22 | 9.558 | 23.955
7743 | 0 | 66.859 | 31.582 | 0 | 178.538 | 9.504 | 24.009
7744 | 0 | 51.392 | 16.114 | 0 | 194.008 | 13.715 | 19.798
7745 | 0 | 29.457 | 0 | 3.115 | 190.764 | 22.41 | 8.533
7746 | 0 | 0.709 | 0 | 32.306 | 157.111 | 31.365 | 0
7747 | 0.514 | 0 | 0 | 35.277 | 120.364 | 34.027 | 0
7748 | 0 | 0 | 0 | 29.164 | 89.986 | 27.705 | 0
7749 | 0 | 0 | 0 | 18.307 | 70.915 | 17.392 | 0
7750 | 0 | 0 | 0 | 8.75 | 61.801 | 8.312 | 0
7751 | 0 | 0 | 0 | 4.205 | 57.421 | 3.994 | 0
7752 | 0 | 0 | 0 | 2.458 | 54.861 | 2.335 | 0
7753 | 0 | 0 | 0 | 2.621 | 52.13 | 2.49 | 0
7754 | 0 | 0 | 0 | 2.772 | 49.243 | 2.633 | 0
7755 | 0 | 0 | 0 | 3.636 | 45.455 | 3.455 | 0
7756 | 0 | 0 | 0 | 4.053 | 41.233 | 3.85 | 0
7757 | 0 | 0 | 0 | 6.113 | 34.865 | 5.807 | 0
7758 | 0 | 0 | 0 | 13.53 | 20.772 | 12.853 | 0
7759 | 0 | 7.833 | 0 | 16.02 | 4.084 | 22.661 | 0
7760 | 0 | 27.448 | 0 | 3.921 | 0 | 29.8 | 0
7761 | 0 | 48.023 | 162.576 | 149.83 | 0 | 20.69 | 12.823
7762 | 0 | 64.081 | 194.008 | 165.205 | 14.159 | 10.58 | 22.933
7763 | 0 | 73.853 | 194.008 | 155.433 | 38.498 | 6.833 | 26.681
7764 | 0 | 78.708 | 43.431 | 0 | 80.192 | 6.138 | 27.376
7765 | 0 | 79.121 | 194.008 | 150.164 | 110.019 | 6.804 | 26.71
7766 | 0 | 75.608 | 40.331 | 0 | 148.736 | 7.937 | 25.576
7767 | 0 | 66.698 | 36.966 | 5.545 | 178.447 | 11.598 | 21.915
7768 | 0 | 51.486 | 16.209 | 0 | 194.008 | 16.129 | 17.384
7769 | 0 | 29.766 | 0 | 5.512 | 188.267 | 19.98 | 13.533
7770 | 0 | 0.726 | 0 | 29.983 | 157.035 | 29.173 | 0
7771 | 0 | 0 | 0 | 35.277 | 120.287 | 31.73 | 1.783
7772 | 0 | 0 | 0 | 33.162 | 85.744 | 27.069 | 4.435
7773 | 0 | 0 | 0 | 18.558 | 66.413 | 17.63 | 0
7774 | 0 | 0 | 0 | 6.829 | 59.299 | 6.488 | 0
7775 | 0 | 0 | 0 | 2.34 | 56.862 | 2.223 | 0
7776 | 0 | 0 | 0 | 1.918 | 54.864 | 1.822 | 0
7777 | 0 | 0 | 0 | 2.45 | 52.312 | 2.327 | 0
7778 | 0 | 0 | 0 | 2.662 | 49.539 | 2.529 | 0
7779 | 0 | 0 | 0 | 2.946 | 46.471 | 2.799 | 0
7780 | 0 | 0 | 0 | 3.11 | 43.231 | 2.955 | 0
7781 | 0 | 0 | 0 | 5.536 | 37.464 | 5.259 | 0
7782 | 0 | 0 | 0 | 13.388 | 23.518 | 12.718 | 0
7783 | 0 | 8.084 | 0 | 17.646 | 5.138 | 24.444 | 0
7784 | 0 | 28.25 | 0 | 4.932 | 0 | 31.523 | 0
7785 | 0 | 48.971 | 174.665 | 160.971 | 0 | 24.139 | 9.375
7786 | 0 | 65.678 | 30.401 | 0 | 29.185 | 13.958 | 19.555
7787 | 0 | 75.703 | 194.008 | 153.582 | 55.451 | 9.148 | 24.365
7788 | 0 | 80.823 | 194.008 | 148.462 | 87.05 | 6.55 | 26.963
7789 | 0 | 81.555 | 46.278 | 0 | 131.477 | 7.441 | 26.073
7790 | 0 | 77.944 | 194.008 | 151.341 | 160.077 | 8.764 | 24.749
7791 | 0 | 68.655 | 194.008 | 160.63 | 179.002 | 10.611 | 22.902
7792 | 0 | 53.388 | 47.262 | 29.151 | 194.008 | 13.666 | 19.848
7793 | 0 | 31.165 | 0 | 4.112 | 189.725 | 22.254 | 11.259
7794 | 0 | 0.765 | 0 | 31.235 | 157.188 | 30.4 | 0
7795 | 0 | 0 | 0 | 35.277 | 120.441 | 32.41 | 1.104
7796 | 0 | 0 | 0 | 27.169 | 92.141 | 24.782 | 1.028
7797 | 0 | 0 | 0 | 18.218 | 73.164 | 17.307 | 0
7798 | 0 | 0 | 0 | 8.314 | 64.504 | 7.898 | 0
7799 | 0 | 0 | 0 | 3.711 | 60.638 | 3.525 | 0
7800 | 0 | 0 | 0 | 2.008 | 58.546 | 1.908 | 0
7801 | 0 | 0 | 0 | 2.355 | 56.093 | 2.237 | 0
7802 | 0 | 0 | 0 | 2.818 | 53.158 | 2.677 | 0
7803 | 0 | 0 | 0 | 2.947 | 50.087 | 2.8 | 0
7804 | 0 | 0 | 0 | 3.257 | 46.695 | 3.094 | 0
7805 | 0 | 0 | 0 | 6.224 | 40.212 | 5.912 | 0
7806 | 0 | 0 | 0 | 15.67 | 23.889 | 14.886 | 0
7807 | 0 | 8.355 | 0 | 19.584 | 3.489 | 26.542 | 0
7808 | 0 | 29.1 | 0 | 3.35 | 0 | 30.827 | 0
7809 | 0 | 50.071 | 188.695 | 173.901 | 0 | 24.761 | 8.752
7810 | 0 | 66.852 | 194.008 | 162.434 | 17.046 | 12.913 | 20.6
7811 | 0 | 76.984 | 194.008 | 152.301 | 44.647 | 8.868 | 24.645
7812 | 0 | 81.781 | 194.008 | 147.504 | 77.245 | 8.413 | 25.101
7813 | 0 | 82.049 | 98.677 | 51.906 | 117.906 | 8.657 | 24.856
7814 | 0 | 78.276 | 42.999 | 0 | 159.185 | 10.186 | 23.327
7815 | 0 | 69.173 | 33.896 | 0 | 191.725 | 11.246 | 22.268
7816 | 0 | 52.679 | 194.008 | 176.606 | 194.008 | 13.783 | 19.731
7817 | 0 | 30.588 | 0 | 0 | 194.008 | 23.436 | 5.622
7818 | 1.012 | 0.857 | 0 | 34.421 | 158.153 | 34.526 | 0
7819 | 3.047 | 0 | 0 | 35.277 | 121.406 | 37.86 | 0
7820 | 0 | 0 | 0 | 32.38 | 87.677 | 30.761 | 0
7821 | 0 | 0 | 0 | 21.963 | 64.799 | 20.865 | 0
7822 | 0 | 0 | 0 | 8.309 | 56.143 | 7.894 | 0
7823 | 0 | 0 | 0 | 3.259 | 52.748 | 3.096 | 0
7824 | 0 | 0 | 0 | 2.223 | 50.433 | 2.112 | 0
7825 | 0 | 0 | 0 | 2.693 | 47.628 | 2.558 | 0
7826 | 0 | 0 | 0 | 2.989 | 44.515 | 2.839 | 0
7827 | 0 | 0 | 0 | 3.462 | 40.908 | 3.289 | 0
7828 | 0 | 0 | 0 | 4.351 | 36.376 | 4.133 | 0
7829 | 0 | 0 | 0 | 5.135 | 31.028 | 4.878 | 0
7830 | 0 | 0 | 0 | 13.195 | 17.283 | 12.535 | 0
7831 | 0.129 | 8.244 | 0 | 16.591 | 0 | 23.723 | 0
7832 | 2.152 | 28.928 | 0 | 0 | 0 | 29.633 | 0
7833 | 0 | 50.264 | 191.156 | 176.169 | 0 | 23.138 | 10.375
7834 | 0 | 67.229 | 194.008 | 162.056 | 17.44 | 11.836 | 21.678
7835 | 0 | 77.366 | 194.008 | 151.919 | 45.439 | 7.845 | 25.669
7836 | 0 | 82.862 | 194.008 | 146.423 | 79.162 | 7.917 | 25.596
7837 | 0 | 83.144 | 63.693 | 15.826 | 123.822 | 10.744 | 22.769
7838 | 0 | 79.621 | 194.008 | 149.664 | 154.169 | 9.597 | 23.917
7839 | 0 | 70.477 | 194.008 | 158.808 | 174.992 | 12.419 | 21.094
7840 | 0 | 55.085 | 19.808 | 0 | 194.008 | 14.105 | 19.409
7841 | 0 | 31.709 | 0 | 3.568 | 190.291 | 21.684 | 11.829
7842 | 0 | 0.777 | 0 | 34.5 | 154.353 | 27.937 | 5.577
7843 | 0 | 0 | 0 | 35.277 | 117.606 | 33.488 | 0.025
7844 | 0 | 0 | 0 | 35.277 | 80.859 | 29.205 | 4.308
7845 | 0 | 0 | 0 | 21.445 | 58.52 | 18.572 | 1.801
7846 | 0 | 0 | 0 | 8.171 | 50.008 | 7.763 | 0
7847 | 0 | 0 | 0 | 2.69 | 47.206 | 2.555 | 0
7848 | 0 | 0 | 0 | 2.067 | 45.053 | 1.964 | 0
7849 | 0 | 0 | 0 | 2.395 | 42.558 | 2.276 | 0
7850 | 0 | 0 | 0 | 2.418 | 40.039 | 2.297 | 0
7851 | 0 | 0 | 0 | 2.812 | 37.11 | 2.671 | 0
7852 | 0 | 0 | 0 | 3.644 | 33.315 | 3.462 | 0
7853 | 0 | 0 | 0 | 6.994 | 26.029 | 6.644 | 0
7854 | 0 | 0 | 0 | 12.765 | 12.732 | 12.127 | 0
7855 | 0 | 7.316 | 0 | 12.223 | 0 | 18.562 | 0
7856 | 0 | 25.377 | 0 | 0 | 0 | 19.769 | 4.338
7857 | 0 | 46.062 | 137.566 | 126.781 | 0 | 18.393 | 15.12
7858 | 0 | 62.427 | 194.008 | 166.859 | 12.437 | 12.544 | 20.969
7859 | 0 | 70.974 | 35.697 | 0 | 46.706 | 13.601 | 19.912
7860 | 0 | 79.086 | 43.809 | 0 | 88.762 | 13.2 | 20.313
7861 | 0 | 78.715 | 43.437 | 0 | 130.462 | 13.959 | 19.555
7862 | 0 | 73.931 | 188.314 | 149.661 | 155.347 | 15.945 | 17.568
7863 | 0 | 61.664 | 26.387 | 0 | 180.679 | 17.369 | 16.144
7864 | 0 | 49.162 | 13.884 | 0 | 194.008 | 21.863 | 11.65
7865 | 0 | 27.026 | 0 | 8.252 | 185.413 | 24.162 | 9.351
7866 | 0 | 0.806 | 0 | 34.471 | 149.505 | 29.017 | 4.497
7867 | 0 | 0 | 0 | 35.277 | 112.758 | 28.141 | 5.372
7868 | 0 | 0 | 0 | 35.277 | 76.011 | 20.816 | 12.697
7869 | 0 | 0 | 0 | 15.081 | 60.302 | 13.219 | 1.108
7870 | 0 | 0 | 0 | 8.049 | 51.917 | 7.647 | 0
7871 | 0 | 0 | 0 | 3.56 | 48.209 | 3.382 | 0
7872 | 0 | 0 | 0 | 1.86 | 46.271 | 1.767 | 0
7873 | 0 | 0 | 0 | 2.289 | 43.887 | 2.175 | 0
7874 | 0 | 0 | 0 | 2.409 | 41.377 | 2.289 | 0
7875 | 0 | 0 | 0 | 2.626 | 38.642 | 2.495 | 0
7876 | 0 | 0 | 0 | 4.671 | 33.776 | 4.437 | 0
7877 | 0 | 0 | 0 | 7.144 | 26.335 | 6.786 | 0
7878 | 0 | 0 | 0 | 12.389 | 13.43 | 11.769 | 0
7879 | 0 | 7.552 | 0 | 12.893 | 0 | 19.423 | 0
7880 | 0 | 28.067 | 0 | 0 | 0 | 23.691 | 2.973
7881 | 0 | 50.292 | 191.519 | 176.504 | 0 | 20.574 | 12.94
7882 | 0 | 66.05 | 194.008 | 163.235 | 16.211 | 15.796 | 17.717
7883 | 0 | 76.392 | 194.008 | 152.893 | 43.195 | 13.438 | 20.075
7884 | 0 | 81.521 | 46.244 | 0 | 87.589 | 14.648 | 18.866
7885 | 0 | 82.034 | 96.13 | 49.374 | 128.443 | 12.738 | 20.775
7886 | 0 | 78.403 | 194.008 | 150.882 | 157.522 | 14.811 | 18.702
7887 | 0 | 69.027 | 194.008 | 160.258 | 176.834 | 16.287 | 17.227
7888 | 0 | 53.167 | 17.89 | 0 | 194.008 | 22.313 | 11.201
7889 | 0 | 30.549 | 0 | 4.729 | 189.082 | 25.078 | 8.436
7890 | 0 | 0.752 | 0 | 29.812 | 158.029 | 29.035 | 0
7891 | 0 | 0 | 0 | 35.277 | 121.282 | 28.415 | 5.099
7892 | 0 | 0 | 0 | 35.277 | 84.534 | 20.223 | 13.291
7893 | 0 | 0 | 0 | 13.068 | 70.921 | 11.878 | 0.537
7894 | 0 | 0 | 0 | 6.154 | 64.511 | 5.847 | 0
7895 | 0 | 0 | 0 | 3.438 | 60.93 | 3.266 | 0
7896 | 0 | 0 | 0 | 2.806 | 58.007 | 2.665 | 0
7897 | 0 | 0 | 0 | 2.81 | 55.08 | 2.67 | 0
7898 | 0 | 0 | 0 | 3.069 | 51.884 | 2.915 | 0
7899 | 0 | 0 | 0 | 3.365 | 48.379 | 3.197 | 0
7900 | 0 | 0 | 0 | 3.78 | 44.441 | 3.591 | 0
7901 | 0 | 0 | 0 | 6.708 | 37.454 | 6.372 | 0
7902 | 0 | 0 | 0 | 13.692 | 23.191 | 13.008 | 0
7903 | 0 | 7.502 | 0 | 18.276 | 4.154 | 24.488 | 0
7904 | 0 | 28.482 | 0 | 3.988 | 0 | 30.846 | 0
7905 | 0 | 49.979 | 69.764 | 55.062 | 9.617 | 22.888 | 10.626
7906 | 0 | 66.436 | 194.008 | 162.849 | 26.23 | 11.151 | 22.363
7907 | 0 | 76.422 | 194.008 | 152.864 | 53.245 | 8.005 | 25.508
7908 | 0 | 81.373 | 194.008 | 147.912 | 85.418 | 6.289 | 27.224
7909 | 0 | 81.901 | 46.624 | 0 | 130.176 | 7.212 | 26.302
7910 | 0 | 78.434 | 43.157 | 0 | 171.607 | 7.135 | 26.378
7911 | 0 | 69.132 | 194.008 | 160.153 | 191.028 | 10.864 | 22.649
7912 | 0 | 53.348 | 194.008 | 175.937 | 194.008 | 12.347 | 21.167
7913 | 0 | 30.814 | 0 | 0 | 194.008 | 22.122 | 7.151
7914 | 0 | 0.787 | 0 | 31.739 | 160.946 | 30.9 | 0
7915 | 0 | 0 | 0 | 35.273 | 124.204 | 33.509 | 0
7916 | 0 | 0 | 0 | 32.007 | 90.863 | 30.407 | 0
7917 | 0 | 0 | 0 | 18.056 | 72.055 | 17.153 | 0
7918 | 0 | 0 | 0 | 7.153 | 64.604 | 6.795 | 0
7919 | 0 | 0 | 0 | 4.855 | 59.547 | 4.612 | 0
7920 | 0 | 0 | 0 | 2.072 | 57.389 | 1.968 | 0
7921 | 0 | 0 | 0 | 2.508 | 54.776 | 2.383 | 0
7922 | 0 | 0 | 0 | 2.667 | 51.997 | 2.534 | 0
7923 | 0 | 0 | 0 | 2.861 | 49.017 | 2.718 | 0
7924 | 0 | 0 | 0 | 3.731 | 45.131 | 3.544 | 0
7925 | 0 | 0 | 0 | 7.093 | 37.742 | 6.738 | 0
7926 | 0 | 0 | 0 | 16.991 | 20.043 | 16.141 | 0
7927 | 0.251 | 7.508 | 0 | 19.242 | 0 | 25.664 | 0
7928 | 2.635 | 28.55 | 0 | 0 | 0 | 29.757 | 0
7929 | 0 | 49.539 | 122.169 | 107.907 | 4.879 | 24.972 | 8.542
7930 | 0 | 66.387 | 194.008 | 162.898 | 21.442 | 12.174 | 21.339
7931 | 0 | 76.316 | 194.008 | 152.969 | 48.347 | 8.851 | 24.663
7932 | 0 | 80.537 | 45.26 | 0 | 91.796 | 7.636 | 25.877
7933 | 0 | 80.89 | 194.008 | 148.395 | 123.465 | 7.974 | 25.539
7934 | 0 | 76.598 | 194.008 | 152.687 | 150.664 | 8.035 | 25.479
7935 | 0 | 65.831 | 30.554 | 0 | 179.995 | 11.394 | 22.119
7936 | 0 | 49.874 | 14.597 | 0 | 194.008 | 13.088 | 20.425
7937 | 0 | 27.315 | 0 | 7.076 | 186.637 | 20.441 | 12.23
7938 | 0 | 0.961 | 0 | 30.807 | 154.546 | 30.18 | 0
7939 | 1.136 | 0 | 0 | 35.277 | 117.799 | 34.65 | 0
7940 | 0 | 0 | 0 | 30.774 | 85.744 | 29.235 | 0
7941 | 0 | 0 | 0 | 18.252 | 66.731 | 17.34 | 0
7942 | 0 | 0 | 0 | 8.702 | 57.667 | 8.266 | 0
7943 | 0 | 0 | 0 | 2.975 | 54.568 | 2.826 | 0
7944 | 0 | 0 | 0 | 2.443 | 52.023 | 2.321 | 0
7945 | 0 | 0 | 0 | 2.687 | 49.224 | 2.552 | 0
7946 | 0 | 0 | 0 | 2.727 | 46.384 | 2.59 | 0
7947 | 0 | 0 | 0 | 2.854 | 43.411 | 2.711 | 0
7948 | 0 | 0 | 0 | 4.126 | 39.113 | 3.92 | 0
7949 | 0 | 0 | 0 | 8.455 | 30.305 | 8.032 | 0
7950 | 0 | 0 | 0 | 12.97 | 16.795 | 12.321 | 0
7951 | 0 | 7.394 | 0 | 15.94 | 0.191 | 22.167 | 0
7952 | 0 | 28.653 | 0 | 0.183 | 0 | 27.395 | 0
7953 | 0 | 49.557 | 182.143 | 167.863 | 0 | 23.032 | 10.482
7954 | 0 | 66.311 | 31.034 | 0 | 29.793 | 13.104 | 20.409
7955 | 0 | 76.802 | 194.008 | 152.483 | 57.204 | 7.864 | 25.649
7956 | 0 | 81.607 | 145.342 | 99.013 | 93.594 | 6.783 | 26.73
7957 | 0 | 81.824 | 194.008 | 147.461 | 126.236 | 8.982 | 24.531
7958 | 0 | 78.695 | 194.008 | 150.59 | 155.619 | 9.619 | 23.894
7959 | 0 | 69.903 | 194.008 | 159.382 | 175.843 | 12.434 | 21.079
7960 | 0 | 54.199 | 18.921 | 0 | 194.008 | 16.522 | 16.992
7961 | 0 | 31.758 | 0 | 0 | 194.008 | 23.898 | 6.272
7962 | 0 | 0.816 | 0 | 31.517 | 161.178 | 30.716 | 0
7963 | 0.48 | 0 | 0 | 35.277 | 124.431 | 33.994 | 0
7964 | 0 | 0 | 0 | 27.213 | 96.084 | 25.852 | 0
7965 | 0 | 0 | 0 | 20.126 | 75.119 | 19.12 | 0
7966 | 0 | 0 | 0 | 7.672 | 67.127 | 7.288 | 0
7967 | 0 | 0 | 0 | 2.324 | 64.707 | 2.208 | 0
7968 | 0 | 0 | 0 | 2.503 | 62.1 | 2.377 | 0
7969 | 0 | 0 | 0 | 2.715 | 59.272 | 2.579 | 0
7970 | 0 | 0 | 0 | 2.463 | 56.706 | 2.34 | 0
7971 | 0 | 0 | 0 | 3.013 | 53.568 | 2.862 | 0
7972 | 0 | 0 | 0 | 4.19 | 49.203 | 3.98 | 0
7973 | 0 | 0 | 0 | 7.225 | 41.677 | 6.864 | 0
7974 | 0 | 0 | 0 | 13.059 | 28.074 | 12.406 | 0
7975 | 0 | 7.124 | 0 | 22.382 | 4.759 | 28.03 | 0
7976 | 3.025 | 28.256 | 0 | 4.569 | 0 | 34.208 | 0
7977 | 0 | 49.519 | 14.242 | 0 | 13.672 | 25.945 | 7.568
7978 | 0 | 66.6 | 194.008 | 162.685 | 30.456 | 14.417 | 19.097
7979 | 0 | 77.365 | 194.008 | 151.92 | 58.454 | 8.791 | 24.723
7980 | 0 | 82.842 | 194.008 | 146.443 | 92.157 | 5.954 | 27.559
7981 | 0 | 83.314 | 194.008 | 145.971 | 126.351 | 7.627 | 25.887
7982 | 0 | 79.759 | 194.008 | 149.526 | 156.842 | 7.47 | 26.043
7983 | 0 | 70.686 | 194.008 | 158.599 | 177.883 | 8.83 | 24.683
7984 | 0 | 55.519 | 60.734 | 40.492 | 194.008 | 12.55 | 20.963
7985 | 0 | 32.407 | 0 | 0 | 194.008 | 20.812 | 9.975
7986 | 0 | 0.822 | 0 | 33.713 | 158.891 | 32.808 | 0
7987 | 3.047 | 0 | 0 | 35.277 | 122.144 | 40.018 | 0
7988 | 0 | 0 | 0 | 32.646 | 88.137 | 31.014 | 0
7989 | 0 | 0 | 0 | 18.805 | 68.548 | 17.865 | 0
7990 | 0 | 0 | 0 | 8.436 | 59.761 | 8.014 | 0
7991 | 0 | 0 | 0 | 3.493 | 56.122 | 3.319 | 0
7992 | 0 | 0 | 0 | 2.007 | 54.032 | 1.906 | 0
7993 | 0 | 0 | 0 | 2.556 | 51.369 | 2.429 | 0
7994 | 0 | 0 | 0 | 2.433 | 48.835 | 2.311 | 0
7995 | 0 | 0 | 0 | 2.362 | 46.374 | 2.244 | 0
7996 | 0 | 0 | 0 | 3.558 | 42.668 | 3.38 | 0
7997 | 0 | 0 | 0 | 7.042 | 35.332 | 6.69 | 0
7998 | 0 | 0 | 0 | 14.652 | 20.07 | 13.919 | 0
7999 | 1.155 | 6.958 | 0 | 18.499 | 0.801 | 25.339 | 0
8000 | 3.047 | 28.216 | 0 | 0.769 | 0 | 30.582 | 0
8001 | 0 | 49.455 | 180.842 | 166.664 | 0 | 23.77 | 9.744
8002 | 0 | 66.205 | 30.928 | 0 | 29.691 | 13.26 | 20.253
8003 | 0 | 76.8 | 194.008 | 152.485 | 57.1 | 8.768 | 24.745
8004 | 0 | 81.841 | 194.008 | 147.444 | 89.76 | 7.115 | 26.398
8005 | 0 | 82.182 | 194.008 | 147.103 | 122.775 | 6.439 | 27.074
8006 | 0 | 78.689 | 151.56 | 108.148 | 155.618 | 8.058 | 25.455
8007 | 0 | 69.59 | 194.008 | 159.695 | 175.517 | 8.405 | 25.109
8008 | 0 | 54.539 | 19.262 | 0 | 194.008 | 15.034 | 18.479
8009 | 0 | 31.861 | 0 | 3.416 | 190.449 | 19.905 | 13.609
8010 | 0 | 0.826 | 0 | 32.041 | 157.073 | 31.224 | 0
8011 | 0.137 | 0 | 0 | 35.277 | 120.326 | 33.651 | 0
8012 | 0 | 0 | 0 | 32.498 | 86.475 | 29.751 | 1.122
8013 | 0 | 0 | 0 | 19.485 | 66.178 | 18.51 | 0
8014 | 0 | 0 | 0 | 9.004 | 56.799 | 8.554 | 0
8015 | 0 | 0 | 0 | 3.733 | 52.911 | 3.546 | 0
8016 | 0 | 0 | 0 | 2.257 | 50.56 | 2.144 | 0
8017 | 0 | 0 | 0 | 2.454 | 48.004 | 2.331 | 0
8018 | 0 | 0 | 0 | 2.73 | 45.16 | 2.594 | 0
8019 | 0 | 0 | 0 | 3.918 | 41.078 | 3.723 | 0
8020 | 0 | 0 | 0 | 4.255 | 36.645 | 4.043 | 0
8021 | 0 | 0 | 0 | 6.977 | 29.377 | 6.628 | 0
8022 | 0 | 0 | 0 | 14.703 | 14.062 | 13.968 | 0
8023 | 0 | 6.062 | 0 | 13.499 | 0 | 18.583 | 0
8024 | 0 | 26.102 | 0 | 0 | 0 | 21.297 | 3.5
8025 | 0 | 46.665 | 145.255 | 133.867 | 0 | 18.091 | 15.423
8026 | 0 | 64.341 | 101.031 | 71.967 | 22.024 | 15.248 | 18.265
8027 | 0 | 74.543 | 39.266 | 0 | 59.72 | 14.279 | 19.235
8028 | 0 | 79.618 | 194.008 | 149.667 | 90.064 | 11.253 | 22.26
8029 | 0 | 79.869 | 44.592 | 0 | 132.872 | 11.463 | 22.05
8030 | 0 | 76.517 | 194.008 | 152.768 | 159.986 | 14.544 | 18.969
8031 | 0 | 67.496 | 194.008 | 161.789 | 177.703 | 18.888 | 14.625
8032 | 0 | 52.261 | 16.984 | 0 | 194.008 | 20.765 | 12.748
8033 | 0 | 30.366 | 0 | 4.911 | 188.892 | 24.899 | 8.614
8034 | 0 | 0.853 | 0 | 26.865 | 160.908 | 26.331 | 0
8035 | 0 | 0 | 0 | 35.277 | 124.161 | 26.972 | 6.541
8036 | 0 | 0 | 0 | 35.277 | 87.413 | 19.673 | 13.84
8037 | 0 | 0 | 0 | 19.596 | 67.001 | 13.266 | 5.351
8038 | 0 | 0 | 0 | 8.019 | 58.647 | 7.618 | 0
8039 | 0 | 0 | 0 | 4.109 | 54.367 | 3.904 | 0
8040 | 0 | 0 | 0 | 2.199 | 52.076 | 2.089 | 0
8041 | 0 | 0 | 0 | 2.366 | 49.612 | 2.247 | 0
8042 | 0 | 0 | 0 | 2.545 | 46.961 | 2.418 | 0
8043 | 0 | 0 | 0 | 2.789 | 44.056 | 2.649 | 0
8044 | 0 | 0 | 0 | 4.863 | 38.99 | 4.62 | 0
8045 | 0 | 0 | 0 | 6.333 | 32.393 | 6.017 | 0
8046 | 0 | 0 | 0 | 14.176 | 17.627 | 13.467 | 0
8047 | 0 | 5.99 | 0 | 16.922 | 0 | 21.766 | 0
8048 | 0 | 26.314 | 0 | 0 | 0 | 23.853 | 1.145
8049 | 0 | 46.81 | 147.104 | 135.571 | 0 | 18.475 | 15.039
8050 | 0 | 63.31 | 194.008 | 165.975 | 13.357 | 14.846 | 18.667
8051 | 0 | 72.972 | 194.008 | 156.313 | 36.779 | 12.96 | 20.554
8052 | 0 | 78.193 | 173.177 | 130.261 | 67.34 | 12.726 | 20.787
8053 | 0 | 78.919 | 43.642 | 0 | 109.236 | 15.503 | 18.01
8054 | 0 | 75.856 | 40.578 | 0 | 148.191 | 16.208 | 17.305
8055 | 0 | 66.879 | 31.602 | 0 | 178.529 | 15.651 | 17.862
8056 | 0 | 51.401 | 16.124 | 0 | 194.008 | 19.83 | 13.683
8057 | 0 | 28.659 | 0 | 6.618 | 187.114 | 24.923 | 8.59
8058 | 0 | 0.889 | 0 | 34.388 | 151.294 | 30.977 | 2.536
8059 | 0 | 0 | 0 | 35.277 | 114.547 | 29.266 | 4.248
8060 | 0 | 0 | 0 | 20.54 | 93.151 | 19.513 | 0
8061 | 0 | 0 | 0 | 14.001 | 78.566 | 10.819 | 2.482
8062 | 0 | 0 | 0 | 7.139 | 71.13 | 6.782 | 0
8063 | 0 | 0 | 0 | 3.61 | 67.369 | 3.43 | 0
8064 | 0 | 0 | 0 | 1.946 | 65.343 | 1.848 | 0
8065 | 0 | 0 | 0 | 2.367 | 62.876 | 2.249 | 0
8066 | 0 | 0 | 0 | 2.853 | 59.905 | 2.71 | 0
8067 | 0 | 0 | 0 | 4.023 | 55.714 | 3.822 | 0
8068 | 0 | 0 | 0 | 3.601 | 51.963 | 3.421 | 0
8069 | 0 | 0 | 0 | 7.399 | 44.256 | 7.029 | 0
8070 | 0 | 0 | 0 | 14.248 | 29.415 | 13.535 | 0
8071 | 0 | 5.98 | 0 | 20.353 | 8.214 | 25.016 | 0
8072 | 0 | 25.934 | 0 | 7.885 | 0 | 32.128 | 0
8073 | 0 | 46.663 | 145.225 | 133.839 | 0 | 24.683 | 8.831
8074 | 0 | 63.103 | 194.008 | 166.182 | 13.141 | 12.255 | 21.258
8075 | 0 | 73.236 | 192.124 | 154.166 | 36.991 | 7.316 | 26.198
8076 | 0 | 78.622 | 194.008 | 150.663 | 66.298 | 8.544 | 24.97
8077 | 0 | 79.462 | 44.185 | 0 | 108.716 | 8.479 | 25.035
8078 | 0 | 76.005 | 40.727 | 0 | 147.814 | 9.858 | 23.656
8079 | 0 | 67.023 | 31.746 | 0 | 178.29 | 11.149 | 22.365
8080 | 0 | 51.65 | 16.373 | 0 | 194.008 | 19.024 | 14.49
8081 | 0 | 30.09 | 0 | 0 | 194.008 | 22.685 | 5.901
8082 | 0 | 0.8 | 0 | 32.121 | 160.549 | 31.275 | 0
8083 | 3.047 | 0 | 0 | 35.277 | 123.802 | 36.941 | 0
8084 | 0 | 0 | 0 | 29.904 | 92.651 | 28.409 | 0
8085 | 0 | 0 | 0 | 17.018 | 74.925 | 16.167 | 0
8086 | 0 | 0 | 0 | 6.781 | 67.861 | 6.442 | 0
8087 | 0 | 0 | 0 | 2.857 | 64.886 | 2.714 | 0
8088 | 0 | 0 | 0 | 2.233 | 62.56 | 2.121 | 0
8089 | 0 | 0 | 0 | 2.562 | 59.891 | 2.434 | 0
8090 | 0 | 0 | 0 | 2.739 | 57.039 | 2.602 | 0
8091 | 0 | 0 | 0 | 3.019 | 53.894 | 2.868 | 0
8092 | 0 | 0 | 0 | 3.776 | 49.96 | 3.587 | 0
8093 | 1.101 | 0 | 0 | 6.412 | 43.281 | 7.193 | 0
8094 | 3.047 | 0 | 0 | 13.331 | 29.395 | 15.711 | 0
8095 | 3.047 | 5.732 | 0 | 21.126 | 7.389 | 28.561 | 0
8096 | 3.047 | 25.885 | 0 | 7.094 | 0 | 34.376 | 0
8097 | 0 | 46.543 | 143.693 | 132.428 | 0 | 24.441 | 9.072
8098 | 0 | 63.348 | 194.008 | 165.937 | 13.397 | 13.725 | 19.789
8099 | 0 | 73.274 | 37.997 | 0 | 49.874 | 7.983 | 25.531
8100 | 0 | 79.337 | 194.008 | 149.949 | 79.925 | 7.794 | 25.719
8101 | 0 | 80.857 | 128.425 | 82.845 | 116.915 | 8.033 | 25.481
8102 | 0 | 77.763 | 42.486 | 0 | 157.702 | 9.73 | 23.783
8103 | 0 | 68.936 | 194.008 | 160.349 | 176.92 | 12.292 | 21.221
8104 | 0 | 53.078 | 17.8 | 0 | 194.008 | 14.154 | 19.359
8105 | 0 | 30.723 | 0 | 4.554 | 189.264 | 21.251 | 12.263
8106 | 0 | 0.819 | 0 | 33.05 | 154.836 | 32.176 | 0
8107 | 0 | 0 | 0 | 35.277 | 118.089 | 32.435 | 1.078
8108 | 0 | 0 | 0 | 29.504 | 87.356 | 26.015 | 2.014
8109 | 0 | 0 | 0 | 15.861 | 70.834 | 15.068 | 0
8110 | 0 | 0 | 0 | 7.148 | 63.388 | 6.791 | 0
8111 | 0 | 0 | 0 | 3.91 | 59.315 | 3.715 | 0
8112 | 0 | 0 | 0 | 2.134 | 57.091 | 2.028 | 0
8113 | 0 | 0 | 0 | 2.6 | 54.383 | 2.47 | 0
8114 | 0 | 0 | 0 | 2.57 | 51.705 | 2.442 | 0
8115 | 0 | 0 | 0 | 2.722 | 48.87 | 2.586 | 0
8116 | 0 | 0 | 0 | 3.622 | 45.097 | 3.441 | 0
8117 | 0 | 0 | 0 | 7.849 | 36.921 | 7.457 | 0
8118 | 0 | 0 | 0 | 13.697 | 22.653 | 13.013 | 0
8119 | 0 | 6.231 | 0 | 17.785 | 4.127 | 22.815 | 0
8120 | 0 | 27.634 | 0 | 3.962 | 0 | 30.016 | 0
8121 | 0 | 48.955 | 174.459 | 160.781 | 0 | 22.268 | 11.245
8122 | 0 | 66.154 | 194.008 | 163.131 | 16.319 | 13.852 | 19.661
8123 | 0 | 76.384 | 194.008 | 152.901 | 43.295 | 9.342 | 24.171
8124 | 0 | 81.784 | 46.507 | 0 | 87.942 | 6.815 | 26.698
8125 | 0 | 82.213 | 194.008 | 147.073 | 120.989 | 7.105 | 26.409
8126 | 0 | 78.797 | 132.201 | 88.681 | 155.526 | 7.201 | 26.312
8127 | 0 | 69.846 | 194.008 | 159.439 | 175.691 | 10.204 | 23.31
8128 | 0 | 54.357 | 19.08 | 0 | 194.008 | 15.744 | 17.77
8129 | 0 | 32.06 | 0 | 0 | 194.008 | 22.175 | 8.282
8130 | 0 | 0.874 | 0 | 29.796 | 162.971 | 29.136 | 0
8131 | 0.048 | 0 | 0 | 35.277 | 126.224 | 33.561 | 0
8132 | 0 | 0 | 0 | 32.895 | 91.958 | 31.251 | 0
8133 | 0 | 0 | 0 | 20.906 | 70.181 | 19.861 | 0
8134 | 0 | 0 | 0 | 8.599 | 61.223 | 8.169 | 0
8135 | 0 | 0 | 0 | 2.48 | 58.64 | 2.356 | 0
8136 | 0 | 0 | 0 | 1.916 | 56.644 | 1.82 | 0
8137 | 0 | 0 | 0 | 2.7 | 53.832 | 2.565 | 0
8138 | 0 | 0 | 0 | 2.822 | 50.892 | 2.681 | 0
8139 | 0 | 0 | 0 | 3.329 | 47.425 | 3.162 | 0
8140 | 0 | 0 | 0 | 3.928 | 43.334 | 3.731 | 0
8141 | 0 | 0 | 0 | 5.989 | 37.095 | 5.69 | 0
8142 | 0 | 0 | 0 | 14.586 | 21.902 | 13.856 | 0
8143 | 0.372 | 5.634 | 0 | 19.271 | 1.828 | 24.032 | 0
8144 | 3.047 | 26.133 | 0 | 1.755 | 0 | 29.54 | 0
8145 | 0 | 48.013 | 12.736 | 0 | 12.226 | 23.516 | 9.998
8146 | 0 | 64.688 | 194.008 | 164.598 | 27.018 | 13.732 | 19.782
8147 | 0 | 75.437 | 194.008 | 153.848 | 53.007 | 7.174 | 26.339
8148 | 0 | 80.924 | 45.647 | 0 | 96.828 | 5.961 | 27.552
8149 | 0 | 81.592 | 194.008 | 147.693 | 129.229 | 7.923 | 25.59
8150 | 0 | 78.207 | 42.93 | 0 | 170.442 | 7.563 | 25.95
8151 | 0 | 69.16 | 181.635 | 147.752 | 190.903 | 11.353 | 22.161
8152 | 0 | 53.468 | 194.008 | 175.817 | 194.008 | 16.166 | 17.348
8153 | 0 | 31.403 | 0 | 0 | 194.008 | 19.895 | 9.939
8154 | 0 | 0.845 | 0 | 28.142 | 164.693 | 27.538 | 0
8155 | 0.34 | 0 | 0 | 35.277 | 127.946 | 33.853 | 0
8156 | 0 | 0 | 0 | 31.378 | 95.261 | 29.809 | 0
8157 | 0 | 0 | 0 | 19.177 | 75.284 | 18.219 | 0
8158 | 0 | 0 | 0 | 8.808 | 66.109 | 8.368 | 0
8159 | 0 | 0 | 0 | 3.099 | 62.881 | 2.944 | 0
8160 | 0 | 0 | 0 | 2.179 | 60.611 | 2.07 | 0
8161 | 0 | 0 | 0 | 2.257 | 58.26 | 2.144 | 0
8162 | 0 | 0 | 0 | 2.706 | 55.441 | 2.571 | 0
8163 | 0 | 0 | 0 | 2.692 | 52.637 | 2.557 | 0
8164 | 0 | 0 | 0 | 4.12 | 48.346 | 3.914 | 0
8165 | 0 | 0 | 0 | 7.531 | 40.501 | 7.155 | 0
8166 | 0 | 0 | 0 | 13.56 | 26.376 | 12.882 | 0
8167 | 0 | 5.364 | 0 | 20.759 | 4.751 | 24.818 | 0
8168 | 2.724 | 23.035 | 0 | 4.561 | 0 | 28.941 | 0
8169 | 0 | 42.103 | 58.313 | 51.487 | 2.348 | 22.659 | 10.855
8170 | 0 | 61.281 | 194.008 | 168.005 | 13.591 | 14.391 | 19.122
8171 | 0 | 74.101 | 194.008 | 155.184 | 38.188 | 9.128 | 24.385
8172 | 0 | 79.458 | 44.181 | 0 | 80.602 | 7.415 | 26.098
8173 | 0 | 78.078 | 42.801 | 0 | 121.691 | 8.865 | 24.648
8174 | 0 | 72.365 | 37.088 | 0 | 157.295 | 10.562 | 22.951
8175 | 0 | 60.924 | 25.647 | 0 | 181.916 | 11.688 | 21.826
8176 | 0 | 47.873 | 12.596 | 0 | 194.008 | 13.176 | 20.337
8177 | 0 | 26.562 | 0 | 4.756 | 189.054 | 22.357 | 7.394
8178 | 0 | 1.096 | 0 | 31.45 | 156.294 | 30.918 | 0
8179 | 1.202 | 0 | 0 | 35.277 | 119.547 | 34.716 | 0
8180 | 0 | 0 | 0 | 33.109 | 85.059 | 31.453 | 0
8181 | 0 | 0 | 0 | 18.194 | 66.106 | 17.285 | 0
8182 | 0 | 0 | 0 | 8.137 | 57.63 | 7.73 | 0
8183 | 0 | 0 | 0 | 2.891 | 54.618 | 2.747 | 0
8184 | 0 | 0 | 0 | 2.552 | 51.96 | 2.424 | 0
8185 | 0 | 0 | 0 | 2.483 | 49.373 | 2.359 | 0
8186 | 0 | 0 | 0 | 2.844 | 46.41 | 2.702 | 0
8187 | 0 | 0 | 0 | 3.076 | 43.206 | 2.922 | 0
8188 | 0 | 0 | 0 | 3.67 | 39.384 | 3.486 | 0
8189 | 0 | 0 | 0 | 7.1 | 31.987 | 6.745 | 0
8190 | 0 | 0 | 0 | 14.275 | 17.117 | 13.562 | 0
8191 | 0 | 5.399 | 0 | 16.433 | 0 | 20.74 | 0
8192 | 0 | 26.578 | 0 | 0 | 0 | 23.54 | 1.709
8193 | 0 | 48.225 | 165.144 | 152.197 | 0 | 21.51 | 12.003
8194 | 0 | 65.694 | 194.008 | 163.592 | 15.84 | 14.94 | 18.573
8195 | 0 | 76.794 | 194.008 | 152.491 | 43.243 | 10.768 | 22.745
8196 | 0 | 82.652 | 194.008 | 146.633 | 76.747 | 11.21 | 22.304
8197 | 0 | 83.421 | 194.008 | 145.865 | 111.052 | 12.415 | 21.099
8198 | 0 | 80.089 | 194.008 | 149.196 | 141.888 | 12.32 | 21.193
8199 | 0 | 71 | 50.074 | 14.351 | 175.009 | 15.639 | 17.874
8200 | 0 | 55.067 | 19.79 | 0 | 194.008 | 20.078 | 13.435
8201 | 0 | 32.329 | 0 | 2.948 | 190.937 | 24.917 | 8.596
8202 | 0 | 0.976 | 0 | 34.302 | 155.206 | 27.944 | 5.569
8203 | 0 | 0 | 0 | 35.277 | 118.459 | 26.983 | 6.53
8204 | 0 | 0 | 0 | 35.277 | 81.712 | 21.208 | 12.305
8205 | 0 | 0 | 0 | 16.973 | 64.032 | 12.84 | 3.284
8206 | 0 | 0 | 0 | 6.896 | 56.849 | 6.551 | 0
8207 | 0 | 0 | 0 | 3.548 | 53.153 | 3.37 | 0
8208 | 0 | 0 | 0 | 2.387 | 50.667 | 2.268 | 0
8209 | 0 | 0 | 0 | 2.57 | 47.989 | 2.442 | 0
8210 | 0 | 0 | 0 | 2.955 | 44.911 | 2.808 | 0
8211 | 0 | 0 | 0 | 3.173 | 41.606 | 3.014 | 0
8212 | 0 | 0 | 0 | 4.105 | 37.33 | 3.899 | 0
8213 | 0 | 0 | 0 | 7.308 | 29.718 | 6.943 | 0
8214 | 0 | 0 | 0 | 13.479 | 15.677 | 12.805 | 0
8215 | 0 | 5.321 | 0 | 15.05 | 0 | 19.352 | 0
8216 | 0 | 26.202 | 0 | 0 | 0 | 17.869 | 7.023
8217 | 0 | 47.916 | 161.214 | 148.575 | 0 | 17.298 | 16.216
8218 | 0 | 65.162 | 29.885 | 0 | 28.689 | 17.137 | 16.376
8219 | 0 | 75.426 | 194.008 | 153.86 | 54.667 | 14.711 | 18.802
8220 | 0 | 81.332 | 194.008 | 147.954 | 86.796 | 12.923 | 20.591
8221 | 0 | 81.949 | 194.008 | 147.336 | 119.568 | 15.013 | 18.501
8222 | 0 | 78.514 | 194.008 | 150.771 | 148.763 | 13.052 | 20.461
8223 | 0 | 69.622 | 34.345 | 0 | 181.734 | 15.337 | 18.176
8224 | 0 | 54.075 | 89.472 | 70.674 | 194.008 | 18.813 | 14.701
8225 | 0 | 32.329 | 0 | 2.948 | 190.937 | 24.884 | 8.629
8226 | 0 | 0.948 | 0 | 30.209 | 159.469 | 29.599 | 0
8227 | 0 | 0 | 0 | 35.277 | 122.722 | 30.806 | 2.708
8228 | 0 | 0 | 0 | 35.277 | 85.975 | 23.922 | 9.591
8229 | 0 | 0 | 0 | 16.249 | 69.049 | 14.142 | 1.294
8230 | 0 | 0 | 0 | 7.639 | 61.092 | 7.257 | 0
8231 | 0 | 0 | 0 | 3.839 | 57.093 | 3.647 | 0
8232 | 0 | 0 | 0 | 2.022 | 54.987 | 1.921 | 0
8233 | 0 | 0 | 0 | 2.31 | 52.581 | 2.194 | 0
8234 | 0 | 0 | 0 | 2.643 | 49.828 | 2.511 | 0
8235 | 0 | 0 | 0 | 2.573 | 47.148 | 2.445 | 0
8236 | 0 | 0 | 0 | 3.951 | 43.032 | 3.754 | 0
8237 | 0 | 0 | 0 | 4.27 | 38.583 | 4.057 | 0
8238 | 0 | 0 | 0 | 13.357 | 24.67 | 12.689 | 0
8239 | 0 | 5.098 | 0 | 19.816 | 4.028 | 23.669 | 0
8240 | 0 | 25.948 | 0 | 3.867 | 0 | 28.325 | 0
8241 | 0 | 47.271 | 152.982 | 140.989 | 0 | 27.173 | 6.341
8242 | 0 | 64.472 | 194.008 | 164.813 | 14.567 | 12.222 | 21.291
8243 | 0 | 74.504 | 154.553 | 115.326 | 42.807 | 6.916 | 26.598
8244 | 0 | 79.765 | 194.008 | 149.52 | 73.304 | 7.627 | 25.886
8245 | 0 | 80.211 | 194.008 | 149.074 | 104.266 | 7.321 | 26.192
8246 | 0 | 77.111 | 41.834 | 0 | 144.426 | 9.247 | 24.266
8247 | 0 | 68.595 | 33.318 | 0 | 176.412 | 10.268 | 23.245
8248 | 0 | 53.606 | 18.329 | 0 | 194.008 | 13.783 | 19.73
8249 | 0 | 32.084 | 0 | 3.163 | 190.713 | 22.767 | 10.718
8250 | 0 | 10.564 | 0 | 24.713 | 164.97 | 30.388 | 3.125
8251 | 1.382 | 0 | 0 | 35.277 | 128.223 | 34.895 | 0
8252 | 0 | 0 | 0 | 29.652 | 97.336 | 28.169 | 0
8253 | 0 | 0 | 0 | 21.457 | 74.986 | 20.384 | 0
8254 | 0 | 0 | 0 | 7.743 | 66.92 | 7.356 | 0
8255 | 0 | 0 | 0 | 2.244 | 64.583 | 2.131 | 0
8256 | 0 | 0 | 0 | 1.821 | 62.686 | 1.73 | 0
8257 | 0 | 0 | 0 | 2.322 | 60.267 | 2.206 | 0
8258 | 0 | 0 | 0 | 3.048 | 57.093 | 2.895 | 0
8259 | 0 | 0 | 0 | 2.319 | 54.677 | 2.203 | 0
8260 | 0 | 0 | 0 | 3.158 | 51.388 | 3 | 0
8261 | 0 | 0 | 0 | 6.716 | 44.392 | 6.38 | 0
8262 | 0 | 0 | 0 | 13.54 | 30.288 | 12.863 | 0
8263 | 0 | 4.957 | 0 | 23.347 | 5.968 | 26.889 | 0
8264 | 0 | 25.683 | 0 | 5.729 | 0 | 29.842 | 0
8265 | 0 | 46.914 | 148.429 | 136.792 | 0 | 23.361 | 10.153
8266 | 0 | 64.125 | 194.008 | 165.16 | 14.206 | 15.23 | 18.284
8267 | 0 | 74.312 | 194.008 | 154.973 | 39.023 | 8.001 | 25.513
8268 | 0 | 80.084 | 194.008 | 149.201 | 69.853 | 5.917 | 27.597
8269 | 0 | 80.863 | 177.815 | 132.229 | 102.816 | 7.354 | 26.159
8270 | 0 | 77.778 | 42.501 | 0 | 143.617 | 7.959 | 25.555
8271 | 0 | 69.084 | 33.807 | 0 | 176.072 | 9.491 | 24.023
8272 | 0 | 53.96 | 18.683 | 0 | 194.008 | 14.965 | 18.549
8273 | 0 | 32.3 | 0 | 2.977 | 190.907 | 19.686 | 13.827
8274 | 0 | 10.501 | 0 | 24.776 | 165.098 | 30.245 | 3.268
8275 | 0.445 | 0 | 0 | 35.277 | 128.351 | 33.959 | 0
8276 | 0 | 0 | 0 | 35.277 | 91.604 | 26.776 | 6.737
8277 | 0 | 0 | 0 | 19.514 | 71.277 | 18.105 | 0.434
8278 | 0 | 0 | 0 | 7.195 | 63.782 | 6.835 | 0
8279 | 0 | 0 | 0 | 2.661 | 61.01 | 2.528 | 0
8280 | 0 | 0 | 0 | 2.514 | 58.391 | 2.388 | 0
8281 | 0 | 0 | 0 | 2.595 | 55.688 | 2.465 | 0
8282 | 0 | 0 | 0 | 2.885 | 52.683 | 2.74 | 0
8283 | 0 | 0 | 0 | 3.206 | 49.344 | 3.046 | 0
8284 | 0 | 0 | 0 | 4.02 | 45.157 | 3.819 | 0
8285 | 0 | 0 | 0 | 5.913 | 38.997 | 5.617 | 0
8286 | 0 | 0 | 0 | 12.584 | 25.889 | 11.955 | 0
8287 | 0 | 4.831 | 0 | 21.821 | 3.158 | 25.32 | 0
8288 | 0 | 25.519 | 0 | 3.032 | 0 | 27.123 | 0
8289 | 0 | 46.926 | 148.585 | 136.936 | 0 | 20.342 | 13.171
8290 | 0 | 64.386 | 194.008 | 164.899 | 14.478 | 12.775 | 20.739
8291 | 0 | 74.464 | 194.008 | 154.821 | 39.454 | 7.832 | 25.682
8292 | 0 | 80.101 | 44.824 | 0 | 82.485 | 8.203 | 25.31
8293 | 0 | 80.729 | 181.634 | 136.182 | 114.997 | 10.708 | 22.806
8294 | 0 | 77.666 | 194.008 | 151.62 | 143.308 | 10.295 | 23.219
8295 | 0 | 69.175 | 33.897 | 0 | 175.849 | 11.471 | 22.043
8296 | 0 | 54.193 | 18.915 | 0 | 194.008 | 15.263 | 18.25
8297 | 0 | 32.523 | 0 | 2.754 | 191.139 | 19.255 | 14.258
8298 | 0 | 10.553 | 0 | 20.728 | 169.547 | 29.09 | 0.626
8299 | 0.039 | 0 | 0 | 35.277 | 132.8 | 33.553 | 0
8300 | 0 | 0 | 0 | 31.045 | 100.462 | 29.493 | 0
8301 | 0 | 0 | 0 | 19.929 | 79.703 | 18.933 | 0
8302 | 0 | 0 | 0 | 8.695 | 70.645 | 8.261 | 0
8303 | 0 | 0 | 0 | 3.076 | 67.441 | 2.922 | 0
8304 | 0 | 0 | 0 | 2.542 | 64.792 | 2.415 | 0
8305 | 0 | 0 | 0 | 2.198 | 62.503 | 2.088 | 0
8306 | 0 | 0 | 0 | 3.251 | 59.117 | 3.088 | 0
8307 | 0 | 0 | 0 | 4.119 | 54.826 | 3.913 | 0
8308 | 0 | 0 | 0 | 3.859 | 50.806 | 3.666 | 0
8309 | 0 | 0 | 0 | 6.207 | 44.341 | 5.896 | 0
8310 | 0 | 0 | 0 | 13.662 | 30.109 | 12.979 | 0
8311 | 0 | 4.826 | 0 | 22.802 | 6.357 | 26.246 | 0
8312 | 0 | 25.819 | 0 | 6.103 | 0 | 30.326 | 0
8313 | 0 | 46.498 | 143.126 | 131.905 | 0 | 21.426 | 12.087
8314 | 0 | 63.849 | 194.008 | 165.436 | 13.918 | 10.225 | 23.288
8315 | 0 | 74.638 | 194.008 | 154.648 | 39.075 | 6.544 | 26.969
8316 | 0 | 80.323 | 194.008 | 148.963 | 70.153 | 8.65 | 24.864
8317 | 0 | 81.041 | 194.008 | 148.244 | 101.98 | 7.079 | 26.434
8318 | 0 | 77.748 | 55.557 | 13.086 | 141.683 | 8.287 | 25.227
8319 | 0 | 69.662 | 34.385 | 0 | 174.692 | 10.359 | 23.154
8320 | 0 | 55.397 | 20.12 | 0 | 194.008 | 13.683 | 19.831
8321 | 0 | 33.395 | 0 | 1.882 | 192.047 | 19.128 | 14.385
8322 | 0 | 10.709 | 0 | 24.568 | 166.455 | 27.491 | 6.022
8323 | 0 | 0 | 0 | 35.277 | 129.708 | 32.18 | 1.333
8324 | 0 | 0 | 0 | 32.12 | 96.25 | 27.159 | 3.355
8325 | 0 | 0 | 0 | 21.278 | 74.085 | 20.214 | 0
8326 | 0 | 0 | 0 | 9.624 | 64.06 | 9.143 | 0
8327 | 0 | 0 | 0 | 2.633 | 61.317 | 2.501 | 0
8328 | 0 | 0 | 0 | 2.122 | 59.107 | 2.016 | 0
8329 | 0 | 0 | 0 | 2.496 | 56.507 | 2.371 | 0
8330 | 0 | 0 | 0 | 2.76 | 53.632 | 2.622 | 0
8331 | 0 | 0 | 0 | 2.807 | 50.707 | 2.667 | 0
8332 | 0 | 0 | 0 | 3.648 | 46.908 | 3.465 | 0
8333 | 0 | 0 | 0 | 5.731 | 40.938 | 5.444 | 0
8334 | 0 | 0 | 0 | 13.263 | 27.122 | 12.6 | 0
8335 | 0 | 4.708 | 0 | 20.213 | 6.067 | 23.676 | 0
8336 | 0 | 25.359 | 0 | 5.824 | 0 | 29.624 | 0
8337 | 0 | 46.536 | 143.606 | 132.347 | 0 | 23.18 | 10.334
8338 | 0 | 63.673 | 194.008 | 165.612 | 13.735 | 11.938 | 21.575
8339 | 0 | 73.623 | 194.008 | 155.662 | 37.835 | 7.583 | 25.93
8340 | 0 | 79.056 | 194.008 | 150.229 | 67.594 | 6.676 | 26.837
8341 | 0 | 79.597 | 44.32 | 0 | 110.142 | 7.572 | 25.941
8342 | 0 | 76.785 | 120.256 | 78.748 | 143.558 | 8.277 | 25.236
8343 | 0 | 68.722 | 33.444 | 0 | 175.665 | 9.54 | 23.973
8344 | 0 | 54.385 | 19.108 | 0 | 194.008 | 14.276 | 19.238
8345 | 0 | 33.111 | 0 | 2.166 | 191.751 | 22.351 | 11.162
8346 | 0.01 | 10.508 | 0 | 24.769 | 165.95 | 33.524 | 0
8347 | 3.047 | 0 | 0 | 35.277 | 129.203 | 38.352 | 0
8348 | 0 | 0 | 0 | 35.277 | 92.456 | 29.117 | 4.396
8349 | 0 | 0 | 0 | 28.43 | 62.841 | 16.036 | 10.972
8350 | 0 | 0 | 0 | 6.409 | 56.165 | 6.089 | 0
8351 | 0 | 0 | 0 | 2.634 | 53.422 | 2.502 | 0
8352 | 0 | 0 | 0 | 2.305 | 51.021 | 2.19 | 0
8353 | 0 | 0 | 0 | 2.734 | 48.172 | 2.598 | 0
8354 | 0 | 0 | 0 | 2.636 | 45.427 | 2.504 | 0
8355 | 0 | 0 | 0 | 2.595 | 42.723 | 2.465 | 0
8356 | 0 | 0 | 0 | 4.787 | 37.737 | 4.547 | 0
8357 | 0 | 0 | 0 | 8.373 | 29.015 | 7.954 | 0
8358 | 0 | 0 | 0 | 13.274 | 15.189 | 12.61 | 0
8359 | 0 | 4.525 | 0 | 14.581 | 0 | 18.151 | 0
8360 | 0 | 25.28 | 0 | 0 | 0 | 22.607 | 1.409
8361 | 0 | 46.497 | 143.115 | 131.895 | 0 | 17.695 | 15.818
8362 | 0 | 63.919 | 194.008 | 165.366 | 13.991 | 16.783 | 16.73
8363 | 0 | 74.583 | 194.008 | 154.702 | 39.091 | 13.643 | 19.87
8364 | 0 | 80.068 | 184.08 | 139.289 | 70.715 | 10.977 | 22.537
8365 | 0 | 80.515 | 194.008 | 148.77 | 101.994 | 12.031 | 21.482
8366 | 0 | 77.695 | 42.418 | 0 | 142.714 | 13.306 | 20.207
8367 | 0 | 69.481 | 34.204 | 0 | 175.55 | 14.689 | 18.824
8368 | 0 | 54.504 | 19.227 | 0 | 194.008 | 22.165 | 11.349
8369 | 0 | 32.901 | 0 | 2.377 | 191.532 | 25.622 | 7.891
8370 | 0 | 10.601 | 0 | 24.676 | 165.828 | 29.838 | 3.675
8371 | 0 | 0 | 0 | 35.277 | 129.081 | 28.669 | 4.844
8372 | 0 | 0 | 0 | 35.277 | 92.334 | 21.345 | 12.168
8373 | 0 | 0 | 0 | 32.452 | 58.53 | 14.947 | 15.882
8374 | 0 | 0 | 0 | 8.019 | 50.177 | 7.618 | 0
8375 | 0 | 0 | 0 | 3.265 | 46.775 | 3.102 | 0
8376 | 0 | 0 | 0 | 2.167 | 44.518 | 2.059 | 0
8377 | 0 | 0 | 0 | 2.691 | 41.714 | 2.557 | 0
8378 | 0 | 0 | 0 | 2.723 | 38.878 | 2.587 | 0
8379 | 0 | 0 | 0 | 2.765 | 35.998 | 2.627 | 0
8380 | 0 | 0 | 0 | 3.18 | 32.685 | 3.021 | 0
8381 | 0 | 0 | 0 | 6.803 | 25.599 | 6.462 | 0
8382 | 0 | 0 | 0 | 11.119 | 14.018 | 10.563 | 0
8383 | 0 | 4.353 | 0 | 13.457 | 0 | 16.919 | 0
8384 | 0 | 24.75 | 0 | 0 | 0 | 22.353 | 1.16
8385 | 0 | 46.099 | 138.038 | 127.216 | 0 | 20.423 | 13.091
8386 | 0 | 63.652 | 194.008 | 165.633 | 13.713 | 14.547 | 18.966
8387 | 0 | 74.35 | 194.008 | 154.935 | 38.569 | 12.855 | 20.659
8388 | 0 | 80.279 | 45.002 | 0 | 81.771 | 13.257 | 20.256
8389 | 0 | 81.16 | 194.008 | 148.125 | 113.722 | 13.244 | 20.269
8390 | 0 | 78.142 | 42.864 | 0 | 154.872 | 15.392 | 18.121
8391 | 0 | 69.656 | 34.379 | 0 | 187.876 | 19.438 | 14.075
8392 | 0 | 54.68 | 172.396 | 152.993 | 194.008 | 21.951 | 11.563
8393 | 0 | 33.368 | 0 | 1.909 | 192.019 | 23.049 | 10.464
8394 | 0 | 10.748 | 0 | 24.529 | 166.469 | 28.566 | 4.947
8395 | 0 | 0 | 0 | 35.277 | 129.722 | 24.012 | 9.501
8396 | 0 | 0 | 0 | 33.57 | 94.752 | 21.05 | 10.842
8397 | 0 | 0 | 0 | 13.53 | 80.658 | 12.854 | 0
8398 | 0 | 0 | 0 | 6.915 | 73.455 | 6.569 | 0
8399 | 0 | 0 | 0 | 4.671 | 68.59 | 4.437 | 0
8400 | 0 | 0 | 0 | 2.145 | 66.355 | 2.038 | 0
8401 | 0 | 0 | 0 | 2.332 | 63.925 | 2.216 | 0
8402 | 0 | 0 | 0 | 2.743 | 61.068 | 2.606 | 0
8403 | 0 | 0 | 0 | 2.953 | 57.993 | 2.805 | 0
8404 | 0 | 0 | 0 | 3.576 | 54.268 | 3.397 | 0
8405 | 0 | 0 | 0 | 6.724 | 47.264 | 6.388 | 0
8406 | 0 | 0 | 0 | 12.752 | 33.98 | 12.115 | 0
8407 | 0 | 1.014 | 0 | 25.873 | 7.029 | 25.543 | 0
8408 | 0 | 24.887 | 0 | 6.748 | 0 | 30.053 | 0
8409 | 0 | 46.612 | 93.798 | 82.464 | 4.147 | 23.676 | 9.838
8410 | 0 | 64.111 | 194.008 | 165.174 | 18.338 | 13.682 | 19.831
8411 | 0 | 75.347 | 194.008 | 153.938 | 44.233 | 8.805 | 24.708
8412 | 0 | 81.481 | 46.204 | 0 | 88.589 | 7.586 | 25.927
8413 | 0 | 82.174 | 194.008 | 147.111 | 121.596 | 8.406 | 25.107
8414 | 0 | 78.168 | 42.891 | 0 | 162.772 | 8.213 | 25.3
8415 | 0 | 65.921 | 30.643 | 0 | 192.19 | 11.195 | 22.318
8416 | 0 | 37.171 | 1.894 | 0 | 194.008 | 13.719 | 19.794
8417 | 0 | 14.589 | 0 | 5.712 | 188.058 | 18.909 | 0.377
8418 | 0 | 2.25 | 0 | 29.254 | 157.585 | 29.929 | 0
8419 | 0 | 0 | 0 | 33.723 | 122.457 | 32.037 | 0
8420 | 0 | 0 | 0 | 29.182 | 92.059 | 27.722 | 0
8421 | 0 | 0 | 0 | 18.383 | 72.91 | 17.464 | 0
8422 | 0 | 0 | 0 | 6.781 | 65.847 | 6.442 | 0
8423 | 0 | 0 | 0 | 2.957 | 62.766 | 2.809 | 0
8424 | 0 | 0 | 0 | 2.069 | 60.612 | 1.965 | 0
8425 | 0 | 0 | 0 | 2.529 | 57.978 | 2.402 | 0
8426 | 0 | 0 | 0 | 2.671 | 55.195 | 2.538 | 0
8427 | 0 | 0 | 0 | 2.753 | 52.327 | 2.615 | 0
8428 | 0 | 0 | 0 | 3.083 | 49.116 | 2.928 | 0
8429 | 0 | 0 | 0 | 4.978 | 43.931 | 4.729 | 0
8430 | 0 | 0 | 0 | 13.721 | 29.638 | 13.035 | 0
8431 | 0 | 1.04 | 0 | 22.732 | 5.959 | 22.584 | 0
8432 | 0 | 23.622 | 0 | 5.72 | 0 | 27.876 | 0
8433 | 0 | 42.15 | 6.873 | 0 | 6.598 | 22.205 | 11.308
8434 | 0 | 58.973 | 23.695 | 0 | 29.346 | 10.348 | 23.165
8435 | 0 | 69.979 | 34.702 | 0 | 62.66 | 7.259 | 26.254
8436 | 0 | 76.546 | 194.008 | 152.739 | 89.804 | 7.304 | 26.209
8437 | 0 | 78.481 | 194.008 | 150.804 | 118.964 | 7.198 | 26.316
8438 | 0 | 77.658 | 144.503 | 102.122 | 151.31 | 8.221 | 25.292
8439 | 0 | 67.882 | 32.605 | 0 | 182.611 | 10.371 | 23.142
8440 | 0 | 47.149 | 11.872 | 0 | 194.008 | 15.994 | 17.519
8441 | 0 | 22.115 | 0 | 1.733 | 192.202 | 22.656 | 0
8442 | 0 | 2.258 | 0 | 30.093 | 160.855 | 30.734 | 0
8443 | 0.643 | 0 | 0 | 35.277 | 124.108 | 34.156 | 0
8444 | 0 | 0 | 0 | 31.094 | 91.718 | 29.539 | 0
8445 | 0 | 0 | 0 | 19.436 | 71.473 | 18.464 | 0
8446 | 0 | 0 | 0 | 7.732 | 63.418 | 7.346 | 0
8447 | 0 | 0 | 0 | 2.994 | 60.299 | 2.845 | 0
8448 | 0 | 0 | 0 | 2.442 | 57.755 | 2.32 | 0
8449 | 0 | 0 | 0 | 2.551 | 55.098 | 2.424 | 0
8450 | 0 | 0 | 0 | 2.593 | 52.397 | 2.464 | 0
8451 | 0 | 0 | 0 | 2.876 | 49.401 | 2.733 | 0
8452 | 0 | 0 | 0 | 3.463 | 45.794 | 3.29 | 0
8453 | 1.027 | 0 | 0 | 4.711 | 40.886 | 5.502 | 0
8454 | 3.047 | 0 | 0 | 10.334 | 30.122 | 12.864 | 0
8455 | 3.047 | 1.121 | 0 | 21.418 | 7.811 | 24.459 | 0
8456 | 3.047 | 15.736 | 0 | 7.499 | 0 | 25.12 | 0
8457 | 0 | 35.954 | 0.677 | 0 | 0.65 | 21.941 | 11.573
8458 | 0 | 59.353 | 194.008 | 169.932 | 9.885 | 10.333 | 23.181
8459 | 0 | 68.606 | 150.656 | 117.327 | 32.3 | 6.843 | 26.671
8460 | 0 | 79.453 | 194.008 | 149.832 | 62.472 | 5.683 | 27.83
8461 | 0 | 77.899 | 42.622 | 0 | 103.389 | 6.277 | 27.236
8462 | 0 | 77.055 | 41.778 | 0 | 143.496 | 6.979 | 26.535
8463 | 0 | 68.972 | 33.695 | 0 | 175.844 | 10.208 | 23.305
8464 | 0 | 54.198 | 18.921 | 0 | 194.008 | 14.631 | 18.883
8465 | 0 | 32.49 | 0 | 0 | 194.008 | 24.123 | 6.742
8466 | 0 | 10.493 | 0 | 21.59 | 171.519 | 30.479 | 0
8467 | 0.011 | 0 | 0 | 35.277 | 134.772 | 33.524 | 0
8468 | 0 | 0 | 0 | 27.563 | 106.06 | 26.185 | 0
8469 | 0 | 0 | 0 | 21.238 | 83.937 | 20.176 | 0
8470 | 0 | 0 | 0 | 7.244 | 76.391 | 6.882 | 0
8471 | 0 | 0 | 0 | 2.949 | 73.319 | 2.801 | 0
8472 | 0 | 0 | 0 | 2.253 | 70.973 | 2.14 | 0
8473 | 0 | 0 | 0 | 3.008 | 67.839 | 2.858 | 0
8474 | 0 | 0 | 0 | 2.7 | 65.027 | 2.565 | 0
8475 | 0 | 0 | 0 | 3.243 | 61.648 | 3.081 | 0
8476 | 0 | 0 | 0 | 3.834 | 57.655 | 3.642 | 0
8477 | 0 | 0 | 0 | 6.179 | 51.218 | 5.87 | 0
8478 | 0 | 0 | 0 | 15.528 | 35.044 | 14.751 | 0
8479 | 0.563 | 0.946 | 0 | 25.864 | 8.101 | 26.033 | 0
8480 | 0 | 24.483 | 0 | 7.777 | 0 | 30.647 | 0
8481 | 0 | 46.001 | 136.778 | 126.055 | 0 | 23.632 | 9.882
8482 | 0 | 63.994 | 194.008 | 165.291 | 14.07 | 13.858 | 19.655
8483 | 0 | 75.461 | 194.008 | 153.825 | 40.083 | 7.839 | 25.675
8484 | 0 | 82.095 | 46.818 | 0 | 85.028 | 7.148 | 26.366
8485 | 0 | 82.893 | 47.615 | 0 | 130.739 | 8.558 | 24.956
8486 | 0 | 80.318 | 194.008 | 148.967 | 161.812 | 9.505 | 24.009
8487 | 0 | 71.627 | 146.827 | 110.477 | 187.686 | 11.252 | 22.261
8488 | 0 | 56.556 | 194.008 | 172.729 | 194.008 | 16.042 | 17.471
8489 | 0 | 34.514 | 0 | 0.763 | 193.213 | 18.729 | 14.784
8490 | 0 | 10.922 | 0 | 24.355 | 167.843 | 32.424 | 1.089
8491 | 0.919 | 0 | 0 | 35.277 | 131.096 | 34.432 | 0
8492 | 0 | 0 | 0 | 30.974 | 98.831 | 27.019 | 2.406
8493 | 0 | 0 | 0 | 16.013 | 82.151 | 15.213 | 0
8494 | 0 | 0 | 0 | 6.602 | 75.274 | 6.272 | 0
8495 | 0 | 0 | 0 | 2.901 | 72.251 | 2.756 | 0
8496 | 0 | 0 | 0 | 2.031 | 70.135 | 1.93 | 0
8497 | 0 | 0 | 0 | 2.328 | 67.71 | 2.211 | 0
8498 | 0 | 0 | 0 | 2.352 | 65.261 | 2.234 | 0
8499 | 0 | 0 | 0 | 2.855 | 62.286 | 2.713 | 0
8500 | 0 | 0 | 0 | 3.827 | 58.3 | 3.636 | 0
8501 | 0 | 0 | 0 | 6.902 | 51.111 | 6.556 | 0
8502 | 0 | 0 | 0 | 14.382 | 36.129 | 13.663 | 0
8503 | 0 | 0.885 | 0 | 25.331 | 9.742 | 24.905 | 0
8504 | 0 | 23.798 | 0 | 9.353 | 0 | 31.494 | 0
8505 | 0 | 45.463 | 129.924 | 119.738 | 0 | 23.898 | 9.615
8506 | 0 | 63.648 | 194.008 | 165.637 | 13.709 | 12.004 | 21.51
8507 | 0 | 75.202 | 39.925 | 0 | 52.037 | 7.627 | 25.887
8508 | 0 | 81.91 | 194.008 | 147.376 | 84.768 | 7.274 | 26.239
8509 | 0 | 82.778 | 194.008 | 146.507 | 118.405 | 6.792 | 26.721
8510 | 0 | 79.92 | 44.643 | 0 | 161.262 | 10.834 | 22.679
8511 | 0 | 71.568 | 135.829 | 99.538 | 187.972 | 10.691 | 22.822
8512 | 0 | 56.282 | 194.008 | 173.003 | 194.008 | 12.786 | 20.728
8513 | 0 | 34.168 | 0 | 1.109 | 192.852 | 18.817 | 14.696
8514 | 0 | 10.499 | 0 | 24.778 | 167.042 | 29.8 | 3.713
8515 | 0 | 0 | 0 | 35.277 | 130.295 | 32.474 | 1.04
8516 | 0 | 0 | 0 | 35.277 | 93.548 | 28.514 | 4.999
8517 | 0 | 0 | 0 | 22.893 | 69.701 | 18.085 | 3.663
8518 | 0 | 0 | 0 | 7.433 | 61.959 | 7.061 | 0
8519 | 0 | 0 | 0 | 2.963 | 58.872 | 2.815 | 0
8520 | 0 | 0 | 0 | 2.204 | 56.576 | 2.094 | 0
8521 | 0 | 0 | 0 | 2.661 | 53.805 | 2.528 | 0
8522 | 0 | 0 | 0 | 2.579 | 51.119 | 2.45 | 0
8523 | 0 | 0 | 0 | 2.744 | 48.26 | 2.607 | 0
8524 | 0 | 0 | 0 | 3.912 | 44.185 | 3.717 | 0
8525 | 0 | 0 | 0 | 6.84 | 37.06 | 6.498 | 0
8526 | 0 | 0 | 0 | 14.644 | 21.806 | 13.912 | 0
8527 | 0 | 0.874 | 0 | 20.934 | 0 | 20.717 | 0
8528 | 0 | 23.772 | 0 | 0 | 0 | 21.852 | 0.731
8529 | 0 | 45.706 | 10.429 | 0 | 10.011 | 17.717 | 15.796
8530 | 0 | 64.088 | 194.008 | 165.198 | 24.178 | 15.61 | 17.903
8531 | 0 | 76.374 | 194.008 | 152.911 | 51.143 | 12.9 | 20.614
8532 | 0 | 83.228 | 194.008 | 146.057 | 85.248 | 12.742 | 20.771
8533 | 0 | 84.202 | 55.015 | 6.09 | 131.719 | 12.318 | 21.195
8534 | 0 | 81.319 | 194.008 | 147.967 | 163.835 | 15.46 | 18.054
8535 | 0 | 72.671 | 194.008 | 156.615 | 186.942 | 14.957 | 18.556
8536 | 0 | 57.271 | 194.008 | 172.015 | 194.008 | 20.174 | 13.339
8537 | 0 | 35.023 | 0 | 0.254 | 193.743 | 27.188 | 6.325
8538 | 0 | 10.953 | 0 | 24.325 | 168.405 | 27.741 | 5.773
8539 | 0 | 0 | 0 | 35.277 | 131.658 | 26.799 | 6.714
8540 | 0 | 0 | 0 | 35.277 | 94.91 | 19.644 | 13.87
8541 | 0 | 0 | 0 | 27.51 | 66.254 | 12.384 | 13.751
8542 | 0 | 0 | 0 | 7.211 | 58.743 | 6.85 | 0
8543 | 0 | 0 | 0 | 3.645 | 54.946 | 3.463 | 0
8544 | 0 | 0 | 0 | 2.484 | 52.359 | 2.36 | 0
8545 | 0 | 0 | 0 | 3.248 | 48.975 | 3.086 | 0
8546 | 0 | 0 | 0 | 2.54 | 46.329 | 2.413 | 0
8547 | 0 | 0 | 0 | 2.627 | 43.593 | 2.496 | 0
8548 | 0 | 0 | 0 | 3.13 | 40.332 | 2.974 | 0
8549 | 0 | 0 | 0 | 5.441 | 34.664 | 5.169 | 0
8550 | 0 | 0 | 0 | 13.235 | 20.877 | 12.573 | 0
8551 | 0 | 0.858 | 0 | 19.416 | 0.653 | 19.259 | 0
8552 | 0 | 23.574 | 0 | 0.627 | 0 | 22.99 | 0
8553 | 0 | 45.44 | 129.626 | 119.463 | 0 | 20.826 | 12.688
8554 | 0 | 63.873 | 194.008 | 165.412 | 13.944 | 15.696 | 17.817
8555 | 0 | 76.631 | 194.008 | 152.654 | 41.177 | 12.315 | 21.198
8556 | 0 | 83.356 | 194.008 | 145.929 | 75.415 | 10.662 | 22.852
8557 | 0 | 84.358 | 194.008 | 144.927 | 110.697 | 14.194 | 19.319
8558 | 0 | 81.655 | 46.378 | 0 | 155.22 | 12.749 | 20.764
8559 | 0 | 73.222 | 194.008 | 156.064 | 178.902 | 16.336 | 17.177
8560 | 0 | 57.938 | 108.686 | 86.026 | 193.63 | 19.703 | 13.811
8561 | 0 | 35.671 | 0.393 | 0 | 194.008 | 23.014 | 10.499
8562 | 0 | 11.31 | 0 | 23.967 | 169.042 | 30.114 | 3.399
8563 | 0 | 0 | 0 | 35.277 | 132.295 | 28.45 | 5.063
8564 | 0 | 0 | 0 | 30.918 | 100.089 | 21.414 | 7.959
8565 | 0 | 0 | 0 | 12.542 | 87.024 | 11.915 | 0
8566 | 0 | 0 | 0 | 6.307 | 80.454 | 5.992 | 0
8567 | 0 | 0 | 0 | 3.905 | 76.386 | 3.71 | 0
8568 | 0 | 0 | 0 | 2.193 | 74.102 | 2.083 | 0
8569 | 0 | 0 | 0 | 2.176 | 71.835 | 2.067 | 0
8570 | 0 | 0 | 0 | 2.594 | 69.133 | 2.464 | 0
8571 | 0 | 0 | 0 | 2.777 | 66.24 | 2.638 | 0
8572 | 0 | 0 | 0 | 3.415 | 62.683 | 3.244 | 0
8573 | 0 | 0 | 0 | 6.759 | 55.643 | 6.421 | 0
8574 | 0 | 0 | 0 | 14.462 | 40.578 | 13.739 | 0
8575 | 0 | 0.99 | 0 | 27.358 | 12.08 | 26.93 | 0
8576 | 0 | 21.948 | 0 | 11.597 | 0 | 31.867 | 0
8577 | 0 | 45.159 | 126.04 | 116.158 | 0 | 22.837 | 10.677
8578 | 0 | 64.021 | 194.008 | 165.264 | 14.097 | 12.589 | 20.925
8579 | 0 | 76.17 | 194.008 | 153.116 | 40.849 | 5.983 | 27.53
8580 | 0 | 83.296 | 194.008 | 145.989 | 75.025 | 6.37 | 27.143
8581 | 0 | 84.443 | 194.008 | 144.842 | 110.395 | 7.256 | 26.257
8582 | 0 | 80.881 | 194.008 | 148.404 | 142.055 | 10.68 | 22.833
8583 | 0 | 73.676 | 38.399 | 0 | 178.918 | 11.758 | 21.755
8584 | 0 | 57.89 | 103.656 | 81.043 | 194.008 | 16.111 | 17.402
8585 | 0 | 34.936 | 0 | 0 | 194.008 | 22.326 | 10.863
8586 | 0 | 9.322 | 0 | 23.781 | 169.236 | 31.448 | 0
8587 | 0 | 0 | 0 | 34.797 | 132.989 | 33.057 | 0
8588 | 0 | 0 | 0 | 29.311 | 102.457 | 27.845 | 0
8589 | 0 | 0 | 0 | 19.395 | 82.254 | 18.425 | 0
8590 | 0 | 0 | 0 | 9 | 72.879 | 8.55 | 0
8591 | 0 | 0 | 0 | 2.713 | 70.053 | 2.577 | 0
8592 | 0 | 0 | 0 | 2.609 | 67.335 | 2.478 | 0
8593 | 0 | 0 | 0 | 3.175 | 64.028 | 3.016 | 0
8594 | 0 | 0 | 0 | 2.795 | 61.116 | 2.656 | 0
8595 | 0 | 0 | 0 | 4.691 | 56.23 | 4.456 | 0
8596 | 0.221 | 0 | 0 | 3.709 | 52.367 | 3.744 | 0
8597 | 3.047 | 0 | 0 | 3.434 | 48.79 | 6.309 | 0
8598 | 3.047 | 0 | 0 | 13.586 | 34.638 | 15.953 | 0
8599 | 3.047 | 0.816 | 0 | 24.789 | 8.816 | 27.371 | 0
8600 | 3.047 | 22.294 | 0 | 8.463 | 0 | 32.266 | 0
8601 | 0 | 45.096 | 125.237 | 115.418 | 0 | 24.982 | 8.531
8602 | 0 | 63.847 | 194.008 | 165.438 | 13.917 | 14.354 | 19.159
8603 | 0 | 77.141 | 194.008 | 152.144 | 41.681 | 8.334 | 25.179
8604 | 0 | 84.079 | 194.008 | 145.206 | 76.672 | 12.324 | 21.189
8605 | 0 | 85.309 | 194.008 | 143.976 | 112.945 | 11.904 | 21.61
8606 | 0 | 81.946 | 168.192 | 121.524 | 147.822 | 10.432 | 23.082
8607 | 0 | 73.676 | 194.008 | 155.609 | 171.977 | 10.475 | 23.039
8608 | 0 | 57.729 | 22.451 | 0 | 193.53 | 14.373 | 19.14
8609 | 0 | 35.775 | 0.498 | 0 | 194.008 | 21.521 | 11.993
8610 | 0 | 11.083 | 0 | 24.194 | 168.806 | 33.259 | 0.254
8611 | 2.301 | 0 | 0 | 35.277 | 132.059 | 35.814 | 0
8612 | 0 | 0 | 0 | 31.887 | 98.843 | 29.672 | 0.621
8613 | 0 | 0 | 0 | 19.317 | 78.721 | 18.351 | 0
8614 | 0 | 0 | 0 | 7.249 | 71.17 | 6.887 | 0
8615 | 0 | 0 | 0 | 3.262 | 67.771 | 3.099 | 0
8616 | 0 | 0 | 0 | 1.878 | 65.815 | 1.784 | 0
8617 | 0 | 0 | 0 | 2.285 | 63.435 | 2.171 | 0
8618 | 0 | 0 | 0 | 2.318 | 61.02 | 2.202 | 0
8619 | 0 | 0 | 0 | 3.179 | 57.708 | 3.02 | 0
8620 | 0 | 0 | 0 | 4.062 | 53.477 | 3.859 | 0
8621 | 0 | 0 | 0 | 6.429 | 46.78 | 6.108 | 0
8622 | 0 | 0 | 0 | 11.099 | 35.219 | 10.544 | 0
8623 | 0 | 0.777 | 0 | 23.875 | 10.349 | 23.419 | 0
8624 | 0 | 22.827 | 0 | 9.935 | 0 | 31.124 | 0
8625 | 0 | 45.084 | 125.091 | 115.284 | 0 | 23.628 | 9.885
8626 | 0 | 63.732 | 194.008 | 165.553 | 13.796 | 10.265 | 23.248
8627 | 0 | 75.474 | 192.556 | 152.359 | 39.943 | 8.793 | 24.72
8628 | 0 | 82.198 | 46.921 | 0 | 84.987 | 7.263 | 26.251
8629 | 0 | 83.347 | 194.008 | 145.938 | 119.215 | 6.596 | 26.917
8630 | 0 | 80.562 | 194.008 | 148.723 | 150.543 | 8.361 | 25.152
8631 | 0 | 72.149 | 194.008 | 157.136 | 173.108 | 12.251 | 21.263
8632 | 0 | 57.048 | 21.771 | 0 | 194.008 | 14.267 | 19.247
8633 | 0 | 35.092 | 0 | 0.185 | 193.815 | 21.204 | 12.309
8634 | 0 | 10.941 | 0 | 24.336 | 168.465 | 30.743 | 2.771
8635 | 1.685 | 0 | 0 | 35.277 | 131.718 | 35.199 | 0
8636 | 0 | 0 | 0 | 29.5 | 100.988 | 27.307 | 0.718
8637 | 0 | 0 | 0 | 16.841 | 83.446 | 15.999 | 0
8638 | 0 | 0 | 0 | 7.071 | 76.08 | 6.718 | 0
8639 | 0 | 0 | 0 | 2.921 | 73.036 | 2.775 | 0
8640 | 0 | 0 | 0 | 2.478 | 70.455 | 2.354 | 0
8641 | 0 | 0 | 0 | 3.021 | 67.308 | 2.87 | 0
8642 | 0 | 0 | 0 | 2.871 | 64.318 | 2.727 | 0
8643 | 0 | 0 | 0 | 3.044 | 61.147 | 2.892 | 0
8644 | 0 | 0 | 0 | 4.804 | 56.142 | 4.564 | 0
8645 | 0 | 0 | 0 | 6.95 | 48.902 | 6.603 | 0
8646 | 0 | 0 | 0 | 13.928 | 34.394 | 13.232 | 0
8647 | 0 | 0.759 | 0 | 26.651 | 6.633 | 26.039 | 0
8648 | 0 | 22.943 | 0 | 6.367 | 0 | 27.845 | 0
8649 | 0 | 45.54 | 130.903 | 120.641 | 0 | 22.551 | 10.962
8650 | 0 | 64.153 | 194.008 | 165.132 | 14.235 | 9.868 | 23.645
8651 | 0 | 75.734 | 194.008 | 153.551 | 40.534 | 8.267 | 25.246
8652 | 0 | 82.664 | 103.78 | 56.394 | 81.42 | 7.498 | 26.015
8653 | 0 | 83.846 | 194.008 | 145.439 | 116.168 | 9.479 | 24.034
8654 | 0 | 81.244 | 194.008 | 148.041 | 148.207 | 10.988 | 22.525
8655 | 0 | 72.98 | 194.008 | 156.305 | 171.636 | 13.088 | 20.426
8656 | 0 | 57.932 | 22.655 | 0 | 193.385 | 15.655 | 17.858
8657 | 0 | 35.926 | 0.649 | 0 | 194.008 | 24.344 | 9.17
8658 | 0 | 11.312 | 0 | 21.798 | 171.302 | 31.455 | 0
8659 | 0 | 0 | 0 | 34.314 | 135.559 | 32.598 | 0
8660 | 0 | 0 | 0 | 30.029 | 104.279 | 28.527 | 0
8661 | 0 | 0 | 0 | 20.597 | 82.823 | 19.567 | 0
8662 | 0 | 0 | 0 | 8.293 | 74.185 | 7.878 | 0
8663 | 0 | 0 | 0 | 4.757 | 69.23 | 4.519 | 0
8664 | 0 | 0 | 0 | 2.434 | 66.694 | 2.313 | 0
8665 | 0 | 0 | 0 | 2.57 | 64.016 | 2.442 | 0
8666 | 0 | 0 | 0 | 2.907 | 60.988 | 2.762 | 0
8667 | 0 | 0 | 0 | 2.629 | 58.249 | 2.498 | 0
8668 | 0 | 0 | 0 | 3.097 | 55.023 | 2.942 | 0
8669 | 0 | 0 | 0 | 5.706 | 49.08 | 5.42 | 0
8670 | 0 | 0 | 0 | 14.424 | 34.055 | 13.703 | 0
8671 | 3.047 | 0.733 | 0 | 22.818 | 10.286 | 25.419 | 0
8672 | 2 | 22.607 | 0 | 9.875 | 0 | 32.857 | 0
8673 | 0 | 45.066 | 124.858 | 115.069 | 0 | 25.733 | 7.781
8674 | 0 | 63.76 | 194.008 | 165.525 | 13.825 | 13.24 | 20.274
8675 | 0 | 75.523 | 194.008 | 153.762 | 39.904 | 8.021 | 25.492
8676 | 0 | 82.638 | 194.008 | 146.647 | 73.395 | 8.255 | 25.259
8677 | 0 | 83.87 | 194.008 | 145.415 | 108.168 | 10.518 | 22.995
8678 | 0 | 81.214 | 90.401 | 44.464 | 148.636 | 9.927 | 23.587
8679 | 0 | 73.224 | 37.946 | 0 | 185.065 | 11.102 | 22.411
8680 | 0 | 58.23 | 194.008 | 171.055 | 193.13 | 13.134 | 20.38
8681 | 0 | 36.192 | 0.914 | 0 | 194.008 | 20.602 | 12.911
8682 | 0 | 11.462 | 0 | 23.815 | 169.2 | 28.137 | 5.376
8683 | 0 | 0 | 0 | 35.277 | 132.453 | 33.306 | 0.207
8684 | 0 | 0 | 0 | 35.277 | 95.706 | 26.793 | 6.721
8685 | 0 | 0 | 0 | 22.221 | 72.559 | 18.075 | 3.035
8686 | 0 | 0 | 0 | 7.368 | 64.884 | 6.999 | 0
8687 | 0 | 0 | 0 | 2.855 | 61.91 | 2.712 | 0
8688 | 0 | 0 | 0 | 2.189 | 59.63 | 2.08 | 0
8689 | 0 | 0 | 0 | 2.011 | 57.535 | 1.911 | 0
8690 | 0 | 0 | 0 | 2.749 | 54.671 | 2.612 | 0
8691 | 0 | 0 | 0 | 3.14 | 51.4 | 2.983 | 0
8692 | 0 | 0 | 0 | 4.376 | 46.842 | 4.157 | 0
8693 | 0 | 0 | 0 | 7.165 | 39.379 | 6.807 | 0
8694 | 0 | 0 | 0 | 15.132 | 23.617 | 14.375 | 0
8695 | 0 | 0.717 | 0 | 20.384 | 2.384 | 20.046 | 0
8696 | 0 | 22.603 | 0 | 2.288 | 0 | 23.647 | 0
8697 | 0 | 45.43 | 10.153 | 0 | 9.747 | 22.743 | 10.77
8698 | 0 | 64.413 | 194.008 | 164.872 | 24.252 | 17.433 | 16.08
8699 | 0 | 76.411 | 194.008 | 152.874 | 51.256 | 14.306 | 19.208
8700 | 0 | 83.463 | 194.008 | 145.823 | 85.606 | 14.063 | 19.45
8701 | 0 | 84.677 | 194.008 | 144.608 | 121.219 | 14.599 | 18.914
8702 | 0 | 82.109 | 194.008 | 147.176 | 154.159 | 16.097 | 17.417
8703 | 0 | 73.947 | 132.429 | 93.759 | 183.625 | 16.624 | 16.889
8704 | 0 | 58.931 | 194.008 | 170.354 | 192.421 | 19.225 | 14.289
8705 | 0 | 36.931 | 1.654 | 0 | 194.008 | 26.152 | 7.361
8706 | 0 | 11.662 | 0 | 23.615 | 169.409 | 31.372 | 2.141
8707 | 0 | 0 | 0 | 35.277 | 132.662 | 29.348 | 4.165
8708 | 0 | 0 | 0 | 35.277 | 95.915 | 22.543 | 10.971
8709 | 0 | 0 | 0 | 21.919 | 73.083 | 13.682 | 7.141
8710 | 0 | 0 | 0 | 6.981 | 65.811 | 6.632 | 0
8711 | 0 | 0 | 0 | 4.071 | 61.571 | 3.867 | 0
8712 | 0 | 0 | 0 | 2.483 | 58.985 | 2.359 | 0
8713 | 0 | 0 | 0 | 2.733 | 56.138 | 2.596 | 0
8714 | 0 | 0 | 0 | 2.888 | 53.129 | 2.744 | 0
8715 | 0 | 0 | 0 | 2.896 | 50.113 | 2.751 | 0
8716 | 0 | 0 | 0 | 4.639 | 45.281 | 4.407 | 0
8717 | 0 | 0 | 0 | 7.515 | 37.454 | 7.139 | 0
8718 | 0 | 0 | 0 | 14.508 | 22.341 | 13.782 | 0
8719 | 0 | 0.743 | 0 | 20.552 | 0.933 | 20.23 | 0
8720 | 0 | 23.11 | 0 | 0.896 | 0 | 22.806 | 0
8721 | 0 | 46.144 | 138.612 | 127.745 | 0 | 18.155 | 15.358
8722 | 0 | 64.864 | 169.43 | 139.843 | 16.983 | 13.107 | 20.406
8723 | 0 | 76.618 | 194.008 | 152.667 | 44.202 | 12.686 | 20.827
8724 | 0 | 83.559 | 194.008 | 145.726 | 78.652 | 11.841 | 21.672
8725 | 0 | 84.602 | 194.008 | 144.683 | 114.188 | 12.293 | 21.22
8726 | 0 | 81.832 | 194.008 | 147.453 | 146.839 | 14.465 | 19.048
8727 | 0 | 73.695 | 38.418 | 0 | 183.72 | 16.366 | 17.147
8728 | 0 | 58.819 | 194.008 | 170.466 | 192.399 | 22.497 | 11.017
8729 | 0 | 36.953 | 1.676 | 0 | 194.008 | 23.491 | 10.023
8730 | 0 | 12.1 | 0 | 23.177 | 169.865 | 28.393 | 5.12
8731 | 0 | 0 | 0 | 35.277 | 133.118 | 25.255 | 8.259
8732 | 0 | 0 | 0 | 35.277 | 96.371 | 20.817 | 12.696
8733 | 0 | 0 | 0 | 13.837 | 81.957 | 13.146 | 0
8734 | 0 | 0 | 0 | 11.4 | 70.081 | 6.878 | 3.953
8735 | 0 | 0 | 0 | 4.453 | 65.443 | 4.23 | 0
8736 | 0 | 0 | 0 | 1.835 | 63.531 | 1.744 | 0
8737 | 0 | 0 | 0 | 2.298 | 61.137 | 2.183 | 0
8738 | 0 | 0 | 0 | 2.277 | 58.765 | 2.163 | 0
8739 | 0 | 0 | 0 | 2.39 | 56.276 | 2.271 | 0
8740 | 0 | 0 | 0 | 3.871 | 52.243 | 3.677 | 0
8741 | 0 | 0 | 0 | 7.585 | 44.343 | 7.205 | 0
8742 | 0 | 0 | 0 | 13.186 | 30.607 | 12.527 | 0
8743 | 0 | 0.686 | 0 | 22.934 | 6.718 | 22.438 | 0
8744 | 0 | 22.021 | 0 | 6.449 | 0 | 27.047 | 0
8745 | 0 | 44.428 | 116.718 | 107.567 | 0 | 22.221 | 11.293
8746 | 0 | 63.161 | 194.008 | 166.125 | 13.201 | 13.208 | 20.306
8747 | 0 | 74.98 | 194.008 | 154.305 | 38.714 | 6.988 | 26.526
8748 | 0 | 82.217 | 194.008 | 147.068 | 71.766 | 6.567 | 26.946
8749 | 0 | 83.638 | 194.008 | 145.647 | 106.297 | 8.206 | 25.307
8750 | 0 | 80.764 | 68.63 | 23.143 | 148.075 | 9.132 | 24.381
8751 | 0 | 72.813 | 194.008 | 156.472 | 171.331 | 13.305 | 20.208
8752 | 0 | 57.904 | 22.626 | 0 | 193.052 | 16.36 | 17.153
8753 | 0 | 36.273 | 0.996 | 0 | 194.008 | 22.304 | 11.209
8754 | 0 | 11.612 | 0 | 23.665 | 169.356 | 29.608 | 3.905
8755 | 1.009 | 0 | 0 | 35.277 | 132.609 | 34.522 | 0
8756 | 0 | 0 | 0 | 35.277 | 95.862 | 27.387 | 6.126
8757 | 0 | 0 | 0 | 35.277 | 59.115 | 16.804 | 16.709
8758 | 0 | 0 | 0 | 7.311 | 51.5 | 6.945 | 0
8759 | 0 | 0 | 0 | 2.642 | 48.748 | 2.51 | 0

## user specified input parameters
| User specified input parameters | Unit
Id | 945
Name | Nigeria 1
Description | For God's sake
Interest rate | 12.3 | %
Lifetime | 25 | years
Start date | 01/01/2025, 00:00:00
Temporal resolution | 1
N days | 365 | days
Country | NG
User | 1342
Options | 938
Currency | USD
Exchange rate | 1
Id | 778
Project | 945
Distribution cable lifetime | 25 | years
Distribution cable capex | 10 | USD/kWh
Distribution cable max length | 50 | m
Connection cable lifetime | 25 | years
Connection cable capex | 4 | USD/kWh
Connection cable max length | 20 | m
Pole lifetime | 25 | years
Pole capex | 800 | USD/kWh
Pole max n connections | 5
Mini-grid connection cost | 140 | USD
Include shs | TRUE
Shs max specific marginal grid cost | 0.6 | c/kWh
Id | 938
Email notification | FALSE
Do demand estimation | TRUE
Do grid optimization | TRUE
Do es design optimization | TRUE
Id | 772
Project | 945
Battery settings is selected | TRUE
Battery settings design | TRUE
Battery parameters nominal capacity |  | kWh
Battery parameters lifetime | 7 | years
Battery parameters capex | 314 | USD/kWh
Battery parameters opex | 24 | USD/(kW a)
Battery parameters soc min | 0
Battery parameters soc max | 100
Battery parameters c rate in | 1
Battery parameters c rate out | 1
Battery parameters efficiency | 96
Diesel genset settings is selected | TRUE
Diesel genset settings design | TRUE
Diesel genset parameters nominal capacity |  | kWh
Diesel genset parameters lifetime | 8 | years
Diesel genset parameters capex | 350 | USD/kWh
Diesel genset parameters opex | 25 | USD/(kW a)
Diesel genset parameters variable cost | 0
Diesel genset parameters fuel cost | 1.7 | USD/l
Diesel genset parameters fuel lhv | 11.8 | kWh/kg
Diesel genset parameters min load | 20
Diesel genset parameters max load | 100
Diesel genset parameters min efficiency | 22
Diesel genset parameters max efficiency | 30
Inverter settings is selected | TRUE
Inverter settings design | TRUE
Inverter parameters nominal capacity |  | kWh
Inverter parameters lifetime | 25 | years
Inverter parameters capex | 415 | USD/kWh
Inverter parameters opex | 9 | USD/(kW a)
Inverter parameters efficiency | 95
PV settings is selected | TRUE
PV settings design | TRUE
PV parameters nominal capacity |  | kWh
PV parameters lifetime | 25 | years
PV parameters capex | 441 | USD/kWh
PV parameters opex | 8.8 | USD/(kW a)
Rectifier settings is selected | TRUE
Rectifier settings design | TRUE
Rectifier parameters nominal capacity |  | kWh
Rectifier parameters lifetime | 25 | years
Rectifier parameters capex | 415 | USD/kWh
Rectifier parameters opex | 0 | USD/(kW a)
Rectifier parameters efficiency | 95
Shortage settings is selected | TRUE
Shortage parameters max shortage total | 10
Shortage parameters max shortage timestep | 20
Shortage parameters shortage penalty cost | 0.8

## nodes
Latitude | Longitude | How added | Node type | Consumer type | Custom specification | Shs options | Consumer detail | Is connected | Distance to load center
11.9152 | 13.593 | automatic | consumer | household |  | 0 | default | TRUE
11.9147 | 13.5935 | automatic | consumer | household |  | 0 | default | TRUE
11.9155 | 13.5931 | automatic | consumer | household |  | 0 | default | TRUE
11.9155 | 13.5939 | automatic | consumer | household |  | 0 | default | TRUE
11.9148 | 13.5939 | automatic | consumer | household |  | 0 | default | TRUE
11.9152 | 13.5938 | automatic | consumer | household |  | 0 | default | TRUE
11.9154 | 13.5928 | automatic | consumer | household |  | 0 | default | TRUE
11.9151 | 13.5929 | automatic | consumer | household |  | 0 | default | TRUE
11.9155 | 13.5938 | automatic | consumer | household |  | 0 | default | TRUE
11.9152 | 13.5931 | automatic | consumer | household |  | 0 | default | TRUE
11.9148 | 13.5936 | automatic | consumer | household |  | 0 | default | TRUE
11.9152 | 13.5935 | automatic | consumer | household |  | 0 | default | TRUE
11.9154 | 13.5927 | automatic | consumer | household |  | 0 | default | TRUE
11.9154 | 13.593 | automatic | consumer | household |  | 0 | default | TRUE
11.9148 | 13.5938 | automatic | consumer | household |  | 0 | default | TRUE
11.9155 | 13.5936 | automatic | consumer | household |  | 0 | default | TRUE
11.9155 | 13.5935 | automatic | consumer | household |  | 0 | default | TRUE
11.9153 | 13.5939 | automatic | consumer | household |  | 0 | default | TRUE
11.9152 | 13.5936 | automatic | consumer | household |  | 0 | default | TRUE
11.9151 | 13.5927 | automatic | consumer | household |  | 0 | default | TRUE
11.9207 | 13.5989 | automatic | consumer | household |  | 0 | default | TRUE
11.9184 | 13.5975 | automatic | consumer | household |  | 0 | default | TRUE
11.9208 | 13.5993 | automatic | consumer | household |  | 0 | default | TRUE
11.9195 | 13.5965 | automatic | consumer | household |  | 0 | default | TRUE
11.9187 | 13.5974 | automatic | consumer | household |  | 0 | default | TRUE
11.9185 | 13.5977 | automatic | consumer | household |  | 0 | default | TRUE
11.921 | 13.5984 | automatic | consumer | household |  | 0 | default | TRUE
11.9189 | 13.5959 | automatic | consumer | household |  | 0 | default | TRUE
11.919 | 13.5979 | automatic | consumer | household |  | 0 | default | TRUE
11.9192 | 13.5969 | automatic | consumer | household |  | 0 | default | TRUE
11.9241 | 13.6071 | automatic | consumer | household |  | 0 | default | TRUE
11.9258 | 13.6077 | automatic | consumer | household |  | 0 | default | TRUE
11.9254 | 13.6079 | automatic | consumer | household |  | 0 | default | TRUE
11.9197 | 13.5881 | automatic | consumer | household |  | 0 | default | TRUE
11.9195 | 13.5883 | automatic | consumer | household |  | 0 | default | TRUE
11.9196 | 13.5885 | automatic | consumer | household |  | 0 | default | TRUE
11.9199 | 13.5884 | automatic | consumer | household |  | 0 | default | TRUE
11.9199 | 13.5882 | automatic | consumer | household |  | 0 | default | TRUE
11.9194 | 13.5884 | automatic | consumer | household |  | 0 | default | TRUE
11.9199 | 13.5893 | automatic | consumer | household |  | 0 | default | TRUE
11.9199 | 13.5891 | automatic | consumer | household |  | 0 | default | TRUE
11.9202 | 13.589 | automatic | consumer | household |  | 0 | default | TRUE
11.9204 | 13.589 | automatic | consumer | household |  | 0 | default | TRUE
11.9203 | 13.5892 | automatic | consumer | household |  | 0 | default | TRUE
11.9201 | 13.5894 | automatic | consumer | household |  | 0 | default | TRUE
11.9208 | 13.59 | automatic | consumer | household |  | 0 | default | TRUE
11.9207 | 13.5898 | automatic | consumer | household |  | 0 | default | TRUE
11.9206 | 13.5898 | automatic | consumer | household |  | 0 | default | TRUE
11.9207 | 13.5907 | automatic | consumer | household |  | 0 | default | TRUE
11.9204 | 13.5909 | automatic | consumer | household |  | 0 | default | TRUE
11.9208 | 13.591 | automatic | consumer | household |  | 0 | default | TRUE
11.9209 | 13.5912 | automatic | consumer | household |  | 0 | default | TRUE
11.9211 | 13.5915 | automatic | consumer | household |  | 0 | default | TRUE
11.9208 | 13.5916 | automatic | consumer | household |  | 0 | default | TRUE
11.9206 | 13.5918 | automatic | consumer | household |  | 0 | default | TRUE
11.9201 | 13.591 | automatic | consumer | household |  | 0 | default | TRUE
11.9199 | 13.5912 | automatic | consumer | household |  | 0 | default | TRUE
11.9203 | 13.5919 | automatic | consumer | household |  | 0 | default | TRUE
11.92 | 13.5921 | automatic | consumer | household |  | 0 | default | TRUE
11.9199 | 13.5909 | automatic | consumer | household |  | 0 | default | TRUE
11.9197 | 13.5918 | automatic | consumer | household |  | 0 | default | TRUE
11.9211 | 13.5931 | automatic | consumer | household |  | 0 | default | TRUE
11.9209 | 13.5935 | automatic | consumer | household |  | 0 | default | TRUE
11.9211 | 13.5937 | automatic | consumer | household |  | 0 | default | TRUE
11.9214 | 13.5938 | automatic | consumer | household |  | 0 | default | TRUE
11.9208 | 13.5935 | automatic | consumer | household |  | 0 | default | TRUE
11.9209 | 13.5932 | automatic | consumer | household |  | 0 | default | TRUE
11.9209 | 13.5938 | automatic | consumer | household |  | 0 | default | TRUE
11.9213 | 13.5939 | automatic | consumer | household |  | 0 | default | TRUE
11.9234 | 13.5922 | automatic | consumer | household |  | 0 | default | TRUE
11.923 | 13.5924 | automatic | consumer | household |  | 0 | default | TRUE
11.9232 | 13.5927 | automatic | consumer | household |  | 0 | default | TRUE
11.9223 | 13.5928 | automatic | consumer | household |  | 0 | default | TRUE
11.9225 | 13.5931 | automatic | consumer | household |  | 0 | default | TRUE
11.9231 | 13.5931 | automatic | consumer | household |  | 0 | default | TRUE
11.9228 | 13.5932 | automatic | consumer | household |  | 0 | default | TRUE
11.924 | 13.5986 | automatic | consumer | household |  | 0 | default | TRUE
11.9243 | 13.5987 | automatic | consumer | household |  | 0 | default | TRUE
11.9238 | 13.5987 | automatic | consumer | household |  | 0 | default | TRUE
11.924 | 13.5996 | automatic | consumer | household |  | 0 | default | TRUE
11.9244 | 13.5996 | automatic | consumer | household |  | 0 | default | TRUE
11.9244 | 13.5997 | automatic | consumer | household |  | 0 | default | TRUE
11.9246 | 13.5997 | automatic | consumer | household |  | 0 | default | TRUE
11.9247 | 13.599 | automatic | consumer | household |  | 0 | default | TRUE
11.9248 | 13.5992 | automatic | consumer | household |  | 0 | default | TRUE
11.9242 | 13.5996 | automatic | consumer | household |  | 0 | default | TRUE
11.9244 | 13.5993 | automatic | consumer | household |  | 0 | default | TRUE
11.9246 | 13.5995 | automatic | consumer | household |  | 0 | default | TRUE
11.9242 | 13.599 | automatic | consumer | household |  | 0 | default | TRUE
11.9236 | 13.6005 | automatic | consumer | household |  | 0 | default | TRUE
11.9235 | 13.6005 | automatic | consumer | household |  | 0 | default | TRUE
11.9235 | 13.6007 | automatic | consumer | household |  | 0 | default | TRUE
11.9238 | 13.6022 | automatic | consumer | household |  | 0 | default | TRUE
11.9233 | 13.6021 | automatic | consumer | household |  | 0 | default | TRUE
11.9235 | 13.6026 | automatic | consumer | household |  | 0 | default | TRUE
11.9237 | 13.6017 | automatic | consumer | household |  | 0 | default | TRUE
11.9233 | 13.6013 | automatic | consumer | household |  | 0 | default | TRUE
11.9233 | 13.6005 | automatic | consumer | household |  | 0 | default | TRUE
11.9226 | 13.5996 | automatic | consumer | household |  | 0 | default | TRUE
11.9228 | 13.5996 | automatic | consumer | household |  | 0 | default | TRUE
11.9232 | 13.5994 | automatic | consumer | household |  | 0 | default | TRUE
11.9232 | 13.5994 | automatic | consumer | household |  | 0 | default | TRUE
11.9243 | 13.6014 | automatic | consumer | household |  | 0 | default | TRUE
11.9221 | 13.6003 | automatic | consumer | household |  | 0 | default | TRUE
11.9224 | 13.6008 | automatic | consumer | household |  | 0 | default | TRUE
11.9232 | 13.6019 | automatic | consumer | household |  | 0 | default | TRUE
11.9221 | 13.5981 | automatic | consumer | household |  | 0 | default | TRUE
11.9222 | 13.5985 | automatic | consumer | household |  | 0 | default | TRUE
11.9222 | 13.5984 | automatic | consumer | household |  | 0 | default | TRUE
11.9224 | 13.5991 | automatic | consumer | household |  | 0 | default | TRUE
11.9217 | 13.5997 | automatic | consumer | household |  | 0 | default | TRUE
11.922 | 13.6006 | automatic | consumer | household |  | 0 | default | TRUE
11.9217 | 13.6012 | automatic | consumer | household |  | 0 | default | TRUE
11.9243 | 13.6075 | automatic | consumer | household |  | 0 | default | TRUE
11.9245 | 13.6077 | automatic | consumer | household |  | 0 | default | TRUE
11.9248 | 13.6074 | automatic | consumer | household |  | 0 | default | TRUE
11.925 | 13.6072 | automatic | consumer | household |  | 0 | default | TRUE
11.9252 | 13.6071 | automatic | consumer | household |  | 0 | default | TRUE
11.9256 | 13.6075 | automatic | consumer | household |  | 0 | default | TRUE
11.9257 | 13.608 | automatic | consumer | household |  | 0 | default | TRUE
11.9252 | 13.6067 | automatic | consumer | household |  | 0 | default | TRUE
11.925 | 13.6065 | automatic | consumer | household |  | 0 | default | TRUE
11.9249 | 13.6066 | automatic | consumer | household |  | 0 | default | TRUE
11.9251 | 13.6068 | automatic | consumer | household |  | 0 | default | TRUE
11.9249 | 13.6069 | automatic | consumer | household |  | 0 | default | TRUE
11.9247 | 13.6069 | automatic | consumer | household |  | 0 | default | TRUE
11.9248 | 13.6067 | automatic | consumer | household |  | 0 | default | TRUE
11.9247 | 13.6059 | automatic | consumer | household |  | 0 | default | TRUE
11.9245 | 13.6007 | automatic | consumer | household |  | 0 | default | TRUE
11.9244 | 13.6 | automatic | consumer | household |  | 0 | default | TRUE
11.9242 | 13.6 | automatic | consumer | household |  | 0 | default | TRUE
11.9227 | 13.6 | automatic | consumer | household |  | 0 | default | TRUE
11.9231 | 13.5998 | automatic | consumer | household |  | 0 | default | TRUE
11.9233 | 13.5995 | automatic | consumer | household |  | 0 | default | TRUE
11.9231 | 13.5997 | automatic | consumer | household |  | 0 | default | TRUE
11.9235 | 13.5986 | automatic | consumer | household |  | 0 | default | TRUE
11.923 | 13.5998 | automatic | consumer | household |  | 0 | default | TRUE
11.9228 | 13.5999 | automatic | consumer | household |  | 0 | default | TRUE
11.9233 | 13.5986 | automatic | consumer | household |  | 0 | default | TRUE
11.9247 | 13.5999 | automatic | consumer | household |  | 0 | default | TRUE
11.9246 | 13.6 | automatic | consumer | household |  | 0 | default | TRUE
11.9235 | 13.6017 | automatic | consumer | household |  | 0 | default | TRUE
11.9229 | 13.6022 | automatic | consumer | household |  | 0 | default | TRUE
11.9228 | 13.6022 | automatic | consumer | household |  | 0 | default | TRUE
11.9224 | 13.6022 | automatic | consumer | household |  | 0 | default | TRUE
11.9227 | 13.6022 | automatic | consumer | household |  | 0 | default | TRUE
11.923 | 13.6021 | automatic | consumer | household |  | 0 | default | TRUE
11.9253 | 13.6001 | automatic | consumer | household |  | 0 | default | TRUE
11.9254 | 13.6001 | automatic | consumer | household |  | 0 | default | TRUE
11.925 | 13.5991 | automatic | consumer | household |  | 0 | default | TRUE
11.9249 | 13.599 | automatic | consumer | household |  | 0 | default | TRUE
11.9249 | 13.5993 | automatic | consumer | household |  | 0 | default | TRUE
11.925 | 13.5992 | automatic | consumer | household |  | 0 | default | TRUE
11.9253 | 13.5993 | automatic | consumer | household |  | 0 | default | TRUE
11.9253 | 13.599 | automatic | consumer | household |  | 0 | default | TRUE
11.9256 | 13.5996 | automatic | consumer | household |  | 0 | default | TRUE
11.9255 | 13.5989 | automatic | consumer | household |  | 0 | default | TRUE
11.9254 | 13.5994 | automatic | consumer | household |  | 0 | default | TRUE
11.9255 | 13.5996 | automatic | consumer | household |  | 0 | default | TRUE
11.925 | 13.5996 | automatic | consumer | household |  | 0 | default | TRUE
11.9251 | 13.5999 | automatic | consumer | household |  | 0 | default | TRUE
11.9248 | 13.6001 | automatic | consumer | household |  | 0 | default | TRUE
11.9246 | 13.6005 | automatic | consumer | household |  | 0 | default | TRUE
11.9247 | 13.6004 | automatic | consumer | household |  | 0 | default | TRUE
11.9232 | 13.5997 | automatic | consumer | household |  | 0 | default | TRUE
11.9231 | 13.5995 | automatic | consumer | household |  | 0 | default | TRUE
11.923 | 13.5996 | automatic | consumer | household |  | 0 | default | TRUE
11.9229 | 13.6004 | automatic | consumer | household |  | 0 | default | TRUE
11.9226 | 13.6018 | automatic | consumer | household |  | 0 | default | TRUE
11.9226 | 13.6019 | automatic | consumer | household |  | 0 | default | TRUE
11.9227 | 13.6015 | automatic | consumer | household |  | 0 | default | TRUE
11.9222 | 13.6018 | automatic | consumer | household |  | 0 | default | TRUE
11.9223 | 13.6018 | automatic | consumer | household |  | 0 | default | TRUE
11.9231 | 13.6018 | automatic | consumer | household |  | 0 | default | TRUE
11.9273 | 13.6011 | automatic | consumer | household |  | 0 | default | TRUE
11.9201 | 13.6003 | automatic | consumer | household |  | 0 | default | TRUE
11.9201 | 13.6006 | automatic | consumer | household |  | 0 | default | TRUE
11.9198 | 13.6006 | automatic | consumer | household |  | 0 | default | TRUE
11.9197 | 13.6005 | automatic | consumer | household |  | 0 | default | TRUE
11.9197 | 13.6009 | automatic | consumer | household |  | 0 | default | TRUE
11.9195 | 13.601 | automatic | consumer | household |  | 0 | default | TRUE
11.9196 | 13.6012 | automatic | consumer | household |  | 0 | default | TRUE
11.92 | 13.601 | automatic | consumer | household |  | 0 | default | TRUE
11.9201 | 13.601 | automatic | consumer | household |  | 0 | default | TRUE
11.9198 | 13.6018 | automatic | consumer | household |  | 0 | default | TRUE
11.9198 | 13.6017 | automatic | consumer | household |  | 0 | default | TRUE
11.9197 | 13.6017 | automatic | consumer | household |  | 0 | default | TRUE
11.9191 | 13.601 | automatic | consumer | household |  | 0 | default | TRUE
11.9187 | 13.6012 | automatic | consumer | household |  | 0 | default | TRUE
11.9188 | 13.6007 | automatic | consumer | household |  | 0 | default | TRUE
11.9207 | 13.601 | automatic | consumer | household |  | 0 | default | TRUE
11.9206 | 13.601 | automatic | consumer | household |  | 0 | default | TRUE
11.9206 | 13.6009 | automatic | consumer | household |  | 0 | default | TRUE
11.9209 | 13.6007 | automatic | consumer | household |  | 0 | default | TRUE
11.9209 | 13.6008 | automatic | consumer | household |  | 0 | default | TRUE
11.9207 | 13.6008 | automatic | consumer | household |  | 0 | default | TRUE
11.9195 | 13.6004 | automatic | consumer | household |  | 0 | default | TRUE
11.9196 | 13.6004 | automatic | consumer | household |  | 0 | default | TRUE
11.9199 | 13.6001 | automatic | consumer | household |  | 0 | default | TRUE
11.9197 | 13.6003 | automatic | consumer | household |  | 0 | default | TRUE
11.9197 | 13.6001 | automatic | consumer | household |  | 0 | default | TRUE
11.9197 | 13.6002 | automatic | consumer | household |  | 0 | default | TRUE
11.9196 | 13.6003 | automatic | consumer | household |  | 0 | default | TRUE
11.9206 | 13.6001 | automatic | consumer | household |  | 0 | default | TRUE
11.9207 | 13.6002 | automatic | consumer | household |  | 0 | default | TRUE
11.9209 | 13.6004 | automatic | consumer | household |  | 0 | default | TRUE
11.921 | 13.6003 | automatic | consumer | household |  | 0 | default | TRUE
11.9208 | 13.6002 | automatic | consumer | household |  | 0 | default | TRUE
11.9207 | 13.6005 | automatic | consumer | household |  | 0 | default | TRUE
11.9209 | 13.6005 | automatic | consumer | household |  | 0 | default | TRUE
11.9214 | 13.6009 | automatic | consumer | household |  | 0 | default | TRUE
11.9212 | 13.6013 | automatic | consumer | household |  | 0 | default | TRUE
11.9211 | 13.601 | automatic | consumer | household |  | 0 | default | TRUE
11.9212 | 13.6011 | automatic | consumer | household |  | 0 | default | TRUE
11.9214 | 13.6008 | automatic | consumer | household |  | 0 | default | TRUE
11.9186 | 13.6002 | automatic | consumer | household |  | 0 | default | TRUE
11.9155 | 13.5972 | automatic | consumer | household |  | 0 | default | TRUE
11.9171 | 13.5922 | automatic | consumer | household |  | 0 | default | TRUE
11.9179 | 13.5927 | automatic | consumer | household |  | 0 | default | TRUE
11.9177 | 13.5924 | automatic | consumer | household |  | 0 | default | TRUE
11.9178 | 13.593 | automatic | consumer | household |  | 0 | default | TRUE
11.9172 | 13.5934 | automatic | consumer | household |  | 0 | default | TRUE
11.9183 | 13.5936 | automatic | consumer | household |  | 0 | default | TRUE
11.9172 | 13.5913 | automatic | consumer | household |  | 0 | default | TRUE
11.9175 | 13.5924 | automatic | consumer | household |  | 0 | default | TRUE
11.917 | 13.5933 | automatic | consumer | household |  | 0 | default | TRUE
11.918 | 13.5935 | automatic | consumer | household |  | 0 | default | TRUE
11.9184 | 13.5939 | automatic | consumer | household |  | 0 | default | TRUE
11.9183 | 13.5941 | automatic | consumer | household |  | 0 | default | TRUE
11.918 | 13.5942 | automatic | consumer | household |  | 0 | default | TRUE
11.9184 | 13.5967 | automatic | consumer | household |  | 0 | default | TRUE
11.9248 | 13.5993 | automatic | consumer | household |  | 0 | default | TRUE
11.9239 | 13.5992 | automatic | consumer | household |  | 0 | default | TRUE
11.9243 | 13.5991 | automatic | consumer | household |  | 0 | default | TRUE
11.924 | 13.5994 | automatic | consumer | household |  | 0 | default | TRUE
11.9243 | 13.5983 | automatic | consumer | household |  | 0 | default | TRUE
11.9239 | 13.5989 | automatic | consumer | household |  | 0 | default | TRUE
11.9235 | 13.5987 | automatic | consumer | household |  | 0 | default | TRUE
11.9247 | 13.5983 | automatic | consumer | household |  | 0 | default | TRUE
11.9247 | 13.5985 | automatic | consumer | household |  | 0 | default | TRUE
11.9246 | 13.5986 | automatic | consumer | household |  | 0 | default | TRUE
11.9247 | 13.5988 | automatic | consumer | household |  | 0 | default | TRUE
11.9248 | 13.5988 | automatic | consumer | household |  | 0 | default | TRUE
11.9251 | 13.5992 | automatic | consumer | household |  | 0 | default | TRUE
11.925 | 13.5987 | automatic | consumer | household |  | 0 | default | TRUE
11.9249 | 13.5984 | automatic | consumer | household |  | 0 | default | TRUE
11.9249 | 13.5987 | automatic | consumer | household |  | 0 | default | TRUE
11.9248 | 13.5985 | automatic | consumer | household |  | 0 | default | TRUE
11.9247 | 13.5986 | automatic | consumer | household |  | 0 | default | TRUE
11.925 | 13.5985 | automatic | consumer | household |  | 0 | default | TRUE
11.9251 | 13.5992 | automatic | consumer | household |  | 0 | default | TRUE
11.9248 | 13.5997 | automatic | consumer | household |  | 0 | default | TRUE
11.925 | 13.5993 | automatic | consumer | household |  | 0 | default | TRUE
11.9252 | 13.5996 | automatic | consumer | household |  | 0 | default | TRUE
11.9253 | 13.5997 | automatic | consumer | household |  | 0 | default | TRUE
11.9252 | 13.5998 | automatic | consumer | household |  | 0 | default | TRUE
11.9254 | 13.5997 | automatic | consumer | household |  | 0 | default | TRUE
11.9251 | 13.5998 | automatic | consumer | household |  | 0 | default | TRUE
11.9254 | 13.5999 | automatic | consumer | household |  | 0 | default | TRUE
11.9242 | 13.6001 | automatic | consumer | household |  | 0 | default | TRUE
11.925 | 13.5994 | automatic | consumer | household |  | 0 | default | TRUE
11.9245 | 13.5987 | automatic | consumer | household |  | 0 | default | TRUE
11.9236 | 13.5985 | automatic | consumer | household |  | 0 | default | TRUE
11.9256 | 13.5986 | automatic | consumer | household |  | 0 | default | TRUE
11.9257 | 13.5991 | automatic | consumer | household |  | 0 | default | TRUE
11.9253 | 13.5989 | automatic | consumer | household |  | 0 | default | TRUE
11.9251 | 13.5987 | automatic | consumer | household |  | 0 | default | TRUE
11.9253 | 13.5988 | automatic | consumer | household |  | 0 | default | TRUE
11.9254 | 13.5988 | automatic | consumer | household |  | 0 | default | TRUE
11.9256 | 13.5989 | automatic | consumer | household |  | 0 | default | TRUE
11.9257 | 13.597 | automatic | consumer | household |  | 0 | default | TRUE
11.9198 | 13.6021 | automatic | consumer | household |  | 0 | default | TRUE
11.9199 | 13.6024 | automatic | consumer | household |  | 0 | default | TRUE
11.9199 | 13.6024 | automatic | consumer | household |  | 0 | default | TRUE
11.9197 | 13.6011 | automatic | consumer | household |  | 0 | default | TRUE
11.9201 | 13.6011 | automatic | consumer | household |  | 0 | default | TRUE
11.9205 | 13.6011 | automatic | consumer | household |  | 0 | default | TRUE
11.9202 | 13.6013 | automatic | consumer | household |  | 0 | default | TRUE
11.9204 | 13.6013 | automatic | consumer | household |  | 0 | default | TRUE
11.9204 | 13.6012 | automatic | consumer | household |  | 0 | default | TRUE
11.9203 | 13.6013 | automatic | consumer | household |  | 0 | default | TRUE
11.9206 | 13.6014 | automatic | consumer | household |  | 0 | default | TRUE
11.9207 | 13.6012 | automatic | consumer | household |  | 0 | default | TRUE
11.9209 | 13.6013 | automatic | consumer | household |  | 0 | default | TRUE
11.9209 | 13.6012 | automatic | consumer | household |  | 0 | default | TRUE
11.9211 | 13.6014 | automatic | consumer | household |  | 0 | default | TRUE
11.9209 | 13.602 | automatic | consumer | household |  | 0 | default | TRUE
11.9209 | 13.602 | automatic | consumer | household |  | 0 | default | TRUE
11.9208 | 13.6024 | automatic | consumer | household |  | 0 | default | TRUE
11.9207 | 13.6024 | automatic | consumer | household |  | 0 | default | TRUE
11.9206 | 13.6023 | automatic | consumer | household |  | 0 | default | TRUE
11.9208 | 13.6025 | automatic | consumer | household |  | 0 | default | TRUE
11.9206 | 13.6024 | automatic | consumer | household |  | 0 | default | TRUE
11.9204 | 13.6028 | automatic | consumer | household |  | 0 | default | TRUE
11.9205 | 13.6028 | automatic | consumer | household |  | 0 | default | TRUE
11.9208 | 13.6029 | automatic | consumer | household |  | 0 | default | TRUE
11.9208 | 13.6027 | automatic | consumer | household |  | 0 | default | TRUE
11.9207 | 13.6031 | automatic | consumer | household |  | 0 | default | TRUE
11.9206 | 13.6034 | automatic | consumer | household |  | 0 | default | TRUE
11.9207 | 13.6033 | automatic | consumer | household |  | 0 | default | TRUE
11.9208 | 13.6034 | automatic | consumer | household |  | 0 | default | TRUE
11.9209 | 13.6034 | automatic | consumer | household |  | 0 | default | TRUE
11.921 | 13.6033 | automatic | consumer | household |  | 0 | default | TRUE
11.9209 | 13.6032 | automatic | consumer | household |  | 0 | default | TRUE
11.9208 | 13.6031 | automatic | consumer | household |  | 0 | default | TRUE
11.921 | 13.6031 | automatic | consumer | household |  | 0 | default | TRUE
11.921 | 13.603 | automatic | consumer | household |  | 0 | default | TRUE
11.92 | 13.5921 | k-means | pole | n.a. |  |  | n.a. | TRUE | 704.4256
11.9221 | 13.6003 | k-means | pole | n.a. |  |  | n.a. | TRUE | 219.8073
11.9241 | 13.6071 | k-means | pole | n.a. |  |  | n.a. | TRUE | 989.6637
11.9152 | 13.5931 | k-means | pole | n.a. |  |  | n.a. | TRUE | 913.4029
11.9247 | 13.5989 | k-means | pole | n.a. |  |  | n.a. | TRUE | 356.4606
11.9209 | 13.6012 | k-means | pole | n.a. |  |  | n.a. | TRUE | 316.8317
11.9187 | 13.5974 | k-means | pole | n.a. |  |  | n.a. | TRUE | 338.2077
11.9206 | 13.5898 | k-means | pole | n.a. |  |  | n.a. | TRUE | 937.7554
11.9228 | 13.5932 | k-means | pole | n.a. |  |  | n.a. | TRUE | 579.8359
11.9233 | 13.6021 | k-means | pole | n.a. |  |  | n.a. | TRUE | 449.5025
11.9178 | 13.593 | k-means | pole | n.a. |  |  | n.a. | TRUE | 726.1746
11.9208 | 13.6028 | k-means | pole | n.a. |  |  | n.a. | TRUE | 488.1297
11.9197 | 13.6001 | k-means | pole | n.a. |  |  | n.a. | TRUE | 281.5721
11.9235 | 13.5986 | k-means | pole | n.a. |  |  | n.a. | TRUE | 217.6439
11.9245 | 13.6 | k-means | pole | n.a. |  |  | n.a. | TRUE | 369.4171
11.9195 | 13.5883 | k-means | pole | n.a. |  |  | n.a. | TRUE | 1126.2852
11.921 | 13.5938 | k-means | pole | n.a. |  |  | n.a. | TRUE | 503.8791
11.9252 | 13.5996 | k-means | pole | n.a. |  |  | n.a. | TRUE | 429.5604
11.9248 | 13.6074 | k-means | pole | n.a. |  |  | n.a. | TRUE | 1038.0603
11.9232 | 13.5994 | k-means | pole | n.a. |  |  | n.a. | TRUE | 217.7755
11.921 | 13.5984 | k-means | power-house | n.a. |  |  | n.a. | TRUE | 60.1446
11.9198 | 13.6021 | k-means | pole | n.a. |  |  | n.a. | TRUE | 448.9557
11.9155 | 13.5972 | k-means | pole | n.a. |  |  | n.a. | TRUE | 688.3562
11.9209 | 13.5912 | k-means | pole | n.a. |  |  | n.a. | TRUE | 779.7402
11.9273 | 13.6011 | k-means | pole | n.a. |  |  | n.a. | TRUE | 701.4565
11.9207 | 13.601 | k-means | pole | n.a. |  |  | n.a. | TRUE | 301.4563
11.9197 | 13.6011 | k-means | pole | n.a. |  |  | n.a. | TRUE | 362.6599
11.9184 | 13.5939 | k-means | pole | n.a. |  |  | n.a. | TRUE | 607.0902
11.9222 | 13.5984 | k-means | pole | n.a. |  |  | n.a. | TRUE | 72.0812
11.9172 | 13.5913 | k-means | pole | n.a. |  |  | n.a. | TRUE | 918.1696
11.9226 | 13.6019 | k-means | pole | n.a. |  |  | n.a. | TRUE | 395.071
11.9233 | 13.6005 | k-means | pole | n.a. |  |  | n.a. | TRUE | 296.4561
11.9257 | 13.597 | k-means | pole | n.a. |  |  | n.a. | TRUE | 481.1677
11.9191 | 13.601 | k-means | pole | n.a. |  |  | n.a. | TRUE | 397.3936
11.9203 | 13.5892 | k-means | pole | n.a. |  |  | n.a. | TRUE | 1004.8274
11.9152 | 13.5938 | k-means | pole | n.a. |  |  | n.a. | TRUE | 861.9762
11.925 | 13.6065 | k-means | pole | n.a. |  |  | n.a. | TRUE | 961.3467
11.9256 | 13.6075 | k-means | pole | n.a. |  |  | n.a. | TRUE | 1087.1027
11.9199 | 13.5912 | k-means | pole | n.a. |  |  | n.a. | TRUE | 807.2403
11.9253 | 13.5988 | k-means | pole | n.a. |  |  | n.a. | TRUE | 420.079
11.9207 | 13.6002 | k-means | pole | n.a. |  |  | n.a. | TRUE | 220.4984
11.9232 | 13.5927 | k-means | pole | n.a. |  |  | n.a. | TRUE | 641.1078
11.9244 | 13.5992 | k-means | pole | n.a. |  |  | n.a. | TRUE | 324.3842
11.9207 | 13.6034 | k-means | pole | n.a. |  |  | n.a. | TRUE | 551.7529
11.9189 | 13.5959 | k-means | pole | n.a. |  |  | n.a. | TRUE | 398.8513
11.9175 | 13.5924 | k-means | pole | n.a. |  |  | n.a. | TRUE | 798.6342
11.9243 | 13.6014 | k-means | pole | n.a. |  |  | n.a. | TRUE | 452.1245
11.9206 | 13.6024 | k-means | pole | n.a. |  |  | n.a. | TRUE | 446.0321
11.9201 | 13.601 | k-means | pole | n.a. |  |  | n.a. | TRUE | 333.3208
11.9228 | 13.6 | k-means | pole | n.a. |  |  | n.a. | TRUE | 217.6575
11.9148 | 13.5938 | k-means | pole | n.a. |  |  | n.a. | TRUE | 904.6023
11.9214 | 13.6008 | k-means | pole | n.a. |  |  | n.a. | TRUE | 265.6787
11.9195 | 13.5965 | k-means | pole | n.a. |  |  | n.a. | TRUE | 306.0803
11.917 | 13.5933 | k-means | pole | n.a. |  |  | n.a. | TRUE | 751.7374
11.9243 | 13.5983 | k-means | pole | n.a. |  |  | n.a. | TRUE | 303.8186
11.9154 | 13.5928 | k-means | pole | n.a. |  |  | n.a. | TRUE | 912.3079
11.9251 | 13.5992 | k-means | pole | n.a. |  |  | n.a. | TRUE | 402.4624
11.9245 | 13.6007 | k-means | pole | n.a. |  |  | n.a. | TRUE | 410.4634
11.9208 | 13.5993 | k-means | pole | n.a. |  |  | n.a. | TRUE | 135.6735
11.9233 | 13.6013 | k-means | pole | n.a. |  |  | n.a. | TRUE | 375.7382
11.921 | 13.5932 | k-means | pole | n.a. |  |  | n.a. | TRUE | 572.3124
11.9217 | 13.5997 | k-means | pole | n.a. |  |  | n.a. | TRUE | 144.6509
11.925 | 13.6069 | k-means | pole | n.a. |  |  | n.a. | TRUE | 997.6305
11.9207 | 13.6031 | k-means | pole | n.a. |  |  | n.a. | TRUE | 518.3765
11.9247 | 13.5985 | k-means | pole | n.a. |  |  | n.a. | TRUE | 347.4836
11.9224 | 13.5991 | k-means | pole | n.a. |  |  | n.a. | TRUE | 115.6647
11.9239 | 13.5992 | k-means | pole | n.a. |  |  | n.a. | TRUE | 276.9604
11.9188 | 13.6007 | k-means | pole | n.a. |  |  | n.a. | TRUE | 395.762
11.9257 | 13.608 | k-means | pole | n.a. |  |  | n.a. | TRUE | 1140.5188
11.9228 | 13.6022 | k-means | pole | n.a. |  |  | n.a. | TRUE | 438.5807
11.9198 | 13.6006 | k-means | pole | n.a. |  |  | n.a. | TRUE | 311.858
11.9223 | 13.5928 | k-means | pole | n.a. |  |  | n.a. | TRUE | 616.7288
11.9184 | 13.5967 | k-means | pole | n.a. |  |  | n.a. | TRUE | 391.3195
11.9234 | 13.5922 | k-means | pole | n.a. |  |  | n.a. | TRUE | 707.9781
11.9204 | 13.5909 | k-means | pole | n.a. |  |  | n.a. | TRUE | 827.7271
11.9155 | 13.5938 | k-means | pole | n.a. |  |  | n.a. | TRUE | 835.3314
11.9248 | 13.6001 | k-means | pole | n.a. |  |  | n.a. | TRUE | 405.5082
11.9237 | 13.6017 | k-means | pole | n.a. |  |  | n.a. | TRUE | 430.4625
11.9253 | 13.5997 | k-means | pole | n.a. |  |  | n.a. | TRUE | 442.7461
11.9243 | 13.5996 | k-means | pole | n.a. |  |  | n.a. | TRUE | 331.5729
11.923 | 13.5998 | k-means | pole | n.a. |  |  | n.a. | TRUE | 222.9834
11.9186 | 13.6002 | k-means | pole | n.a. |  |  | n.a. | TRUE | 381.4032
11.9217 | 13.6012 | k-means | pole | n.a. |  |  | n.a. | TRUE | 304.9927
11.9238 | 13.5988 | k-means | pole | n.a. |  |  | n.a. | TRUE | 256.5582
11.9254 | 13.5999 | k-means | pole | n.a. |  |  | n.a. | TRUE | 451.4869
11.9205 | 13.6011 | k-means | pole | n.a. |  |  | n.a. | TRUE | 322.1596
11.9192 | 13.5969 | k-means | pole | n.a. |  |  | n.a. | TRUE | 308.822
11.9245 | 13.6077 | k-means | pole | n.a. |  |  | n.a. | TRUE | 1061.4072
11.9206 | 13.5918 | k-means | pole | n.a. |  |  | n.a. | TRUE | 726.1174
11.9183 | 13.5936 | k-means | pole | n.a. |  |  | n.a. | TRUE | 640.5726
11.9223 | 13.6018 | k-means | pole | n.a. |  |  | n.a. | TRUE | 378.5028
11.9213 | 13.5939 | k-means | pole | n.a. |  |  | n.a. | TRUE | 492.9506
11.9224 | 13.6008 | k-means | pole | n.a. |  |  | n.a. | TRUE | 280.849
11.9247 | 13.6059 | k-means | pole | n.a. |  |  | n.a. | TRUE | 895.0306
11.919 | 13.5979 | k-means | pole | n.a. |  |  | n.a. | TRUE | 295.5527
11.9201 | 13.6006 | k-means | pole | n.a. |  |  | n.a. | TRUE | 294.5421
11.9246 | 13.5996 | k-means | pole | n.a. |  |  | n.a. | TRUE | 357.4783
11.9199 | 13.5892 | k-means | pole | n.a. |  |  | n.a. | TRUE | 1015.0465
11.9227 | 13.5996 | k-means | pole | n.a. |  |  | n.a. | TRUE | 179.0546
11.9257 | 13.5991 | k-means | pole | n.a. |  |  | n.a. | TRUE | 462.6108
11.9198 | 13.6017 | k-means | pole | n.a. |  |  | n.a. | TRUE | 415.2845
11.9209 | 13.602 | k-means | pole | n.a. |  |  | n.a. | TRUE | 401.1937
11.9249 | 13.5993 | k-means | pole | n.a. |  |  | n.a. | TRUE | 386.839
11.9205 | 13.6028 | k-means | pole | n.a. |  |  | n.a. | TRUE | 496.5848
11.9209 | 13.6007 | k-means | pole | n.a. |  |  | n.a. | TRUE | 266.2157
11.9199 | 13.5882 | k-means | pole | n.a. |  |  | n.a. | TRUE | 1127.0633
11.9243 | 13.5987 | k-means | pole | n.a. |  |  | n.a. | TRUE | 303.2906
11.921 | 13.6003 | k-means | pole | n.a. |  |  | n.a. | TRUE | 213.4574
11.9197 | 13.5918 | k-means | pole | n.a. |  |  | n.a. | TRUE | 751.5915
11.9207 | 13.5989 | k-means | pole | n.a. |  |  | n.a. | TRUE | 114.1336
11.918 | 13.5942 | k-means | pole | n.a. |  |  | n.a. | TRUE | 599.3541
11.9208 | 13.5935 | k-means | pole | n.a. |  |  | n.a. | TRUE | 537.6539
11.9232 | 13.6019 | k-means | pole | n.a. |  |  | n.a. | TRUE | 418.6257
11.923 | 13.5924 | k-means | pole | n.a. |  |  | n.a. | TRUE | 674.1522
11.9235 | 13.6006 | k-means | pole | n.a. |  |  | n.a. | TRUE | 320.8094
11.9235 | 13.6026 | k-means | pole | n.a. |  |  | n.a. | TRUE | 502.3995
11.9185 | 13.5977 | k-means | pole | n.a. |  |  | n.a. | TRUE | 344.7294
11.9225 | 13.5931 | k-means | pole | n.a. |  |  | n.a. | TRUE | 581.7999
11.9207 | 13.5907 | k-means | pole | n.a. |  |  | n.a. | TRUE | 838.705
11.9227 | 13.6015 | k-means | pole | n.a. |  |  | n.a. | TRUE | 364.2225
11.9199 | 13.6024 | k-means | pole | n.a. |  |  | n.a. | TRUE | 476.5755
11.9238 | 13.6022 | k-means | pole | n.a. |  |  | n.a. | TRUE | 481.863
11.9171 | 13.5922 | k-means | pole | n.a. |  |  | n.a. | TRUE | 834.8926
11.9207 | 13.6013 | k-means | pole | n.a. |  |  | n.a. | TRUE | 336.1341
11.9249 | 13.5985 | k-means | pole | n.a. |  |  | n.a. | TRUE | 370.1969
11.9211 | 13.6011 | k-means | pole | n.a. |  |  | n.a. | TRUE | 295.9824
11.9229 | 13.6004 | k-means | pole | n.a. |  |  | n.a. | TRUE | 268.6858
11.9212 | 13.6014 | k-means | pole | n.a. |  |  | n.a. | TRUE | 327.3157
11.9247 | 13.6004 | k-means | pole | n.a. |  |  | n.a. | TRUE | 410.8841
11.9187 | 13.6012 | k-means | pole | n.a. |  |  | n.a. | TRUE | 443.7445
11.9231 | 13.5931 | k-means | pole | n.a. |  |  | n.a. | TRUE | 605.5109
11.9151 | 13.5929 | k-means | pole | n.a. |  |  | n.a. | TRUE | 935.2101
11.9252 | 13.6071 | k-means | pole | n.a. |  |  | n.a. | TRUE | 1035.7615
11.9247 | 13.6069 | k-means | pole | n.a. |  |  | n.a. | TRUE | 989.5085
11.9254 | 13.6079 | k-means | pole | n.a. |  |  | n.a. | TRUE | 1121.7036
11.9243 | 13.6075 | k-means | pole | n.a. |  |  | n.a. | TRUE | 1031.8617
11.9203 | 13.6013 | k-means | pole | n.a. |  |  | n.a. | TRUE | 345.366
11.9203 | 13.5919 | k-means | pole | n.a. |  |  | n.a. | TRUE | 715.3688
11.9196 | 13.6003 | k-means | pole | n.a. |  |  | n.a. | TRUE | 302.6278
11.9155 | 13.5935 | k-means | pole | n.a. |  |  | n.a. | TRUE | 856.4466
11.9254 | 13.5993 | k-means | pole | n.a. |  |  | n.a. | TRUE | 432.9731
11.9211 | 13.5915 | k-means | pole | n.a. |  |  | n.a. | TRUE | 751.6871
11.9152 | 13.5935 | k-means | pole | n.a. |  |  | n.a. | TRUE | 882.3542
11.9201 | 13.591 | k-means | pole | n.a. |  |  | n.a. | TRUE | 815.6275
11.9231 | 13.5997 | k-means | pole | n.a. |  |  | n.a. | TRUE | 227.8729
11.9255 | 13.5996 | k-means | pole | n.a. |  |  | n.a. | TRUE | 457.8389
11.9252 | 13.6067 | k-means | pole | n.a. |  |  | n.a. | TRUE | 993.2698
11.921 | 13.603 | k-means | pole | n.a. |  |  | n.a. | TRUE | 508.4328
11.9242 | 13.599 | k-means | pole | n.a. |  |  | n.a. | TRUE | 299.7283
11.924 | 13.5995 | k-means | pole | n.a. |  |  | n.a. | TRUE | 297.8942
11.9224 | 13.6022 | k-means | pole | n.a. |  |  | n.a. | TRUE | 423.0161
11.9208 | 13.5916 | k-means | pole | n.a. |  |  | n.a. | TRUE | 738.6317
11.9242 | 13.6001 | k-means | pole | n.a. |  |  | n.a. | TRUE | 344.2858
11.925 | 13.5987 | k-means | pole | n.a. |  |  | n.a. | TRUE | 385.3521
11.9208 | 13.591 | k-means | pole | n.a. |  |  | n.a. | TRUE | 810.3858
11.9155 | 13.5931 | k-means | pole | n.a. |  |  | n.a. | TRUE | 890.3598
11.922 | 13.6006 | k-means | pole | n.a. |  |  | n.a. | TRUE | 242.2913
11.9194 | 13.5884 | k-means | pole | n.a. |  |  | n.a. | TRUE | 1108.0619
11.9256 | 13.5986 | k-means | pole | n.a. |  |  | n.a. | TRUE | 446.2384
11.923 | 13.5995 | k-means | pole | n.a. |  |  | n.a. | TRUE | 204.1949
11.9208 | 13.6024 | k-means | pole | n.a. |  |  | n.a. | TRUE | 450.3896
11.9201 | 13.6003 | k-means | pole | n.a. |  |  | n.a. | TRUE | 270.68
11.9258 | 13.6077 | k-means | pole | n.a. |  |  | n.a. | TRUE | 1118.3881
11.9251 | 13.5997 | k-means | pole | n.a. |  |  | n.a. | TRUE | 416.688
11.9255 | 13.5989 | k-means | pole | n.a. |  |  | n.a. | TRUE | 445.077
11.9179 | 13.5927 | k-means | pole | n.a. |  |  | n.a. | TRUE | 740.2202
11.9209 | 13.6004 | k-means | pole | n.a. |  |  | n.a. | TRUE | 231.1419
11.9221 | 13.5981 | k-means | pole | n.a. |  |  | n.a. | TRUE | 67.9853
11.9208 | 13.59 | k-means | pole | n.a. |  |  | n.a. | TRUE | 913.3896
11.9203 | 13.589 | k-means | pole | n.a. |  |  | n.a. | TRUE | 1030.6083
11.9148 | 13.5936 | k-means | pole | n.a. |  |  | n.a. | TRUE | 922.8196
11.925 | 13.6072 | k-means | pole | n.a. |  |  | n.a. | TRUE | 1036.936
11.9199 | 13.5884 | k-means | pole | n.a. |  |  | n.a. | TRUE | 1104.9787
11.918 | 13.5935 | k-means | pole | n.a. |  |  | n.a. | TRUE | 662.3119
11.9248 | 13.5992 | k-means | pole | n.a. |  |  | n.a. | TRUE | 366.9364
11.9209 | 13.6033 | k-means | pole | n.a. |  |  | n.a. | TRUE | 535.8861
11.9197 | 13.5881 | k-means | pole | n.a. |  |  | n.a. | TRUE | 1135.633
11.9197 | 13.6009 | k-means | pole | n.a. |  |  | n.a. | TRUE | 347.342
11.925 | 13.599 | k-means | pole | n.a. |  |  | n.a. | TRUE | 385.629
11.9245 | 13.5987 | k-means | pole | n.a. |  |  | n.a. | TRUE | 324.8053
11.924 | 13.5986 | k-means | pole | n.a. |  |  | n.a. | TRUE | 265.9341
11.923 | 13.6021 | k-means | pole | n.a. |  |  | n.a. | TRUE | 431.5233
11.9233 | 13.5986 | k-means | pole | n.a. |  |  | n.a. | TRUE | 187.1937
11.9199 | 13.6001 | k-means | pole | n.a. |  |  | n.a. | TRUE | 262.1413
11.9196 | 13.5885 | k-means | pole | n.a. |  |  | n.a. | TRUE | 1095.9974
11.9253 | 13.6001 | k-means | pole | n.a. |  |  | n.a. | TRUE | 457.5688
11.9183 | 13.5941 | k-means | pole | n.a. |  |  | n.a. | TRUE | 594.6158
11.9208 | 13.6005 | k-means | pole | n.a. |  |  | n.a. | TRUE | 247.5889
11.9199 | 13.5909 | k-means | pole | n.a. |  |  | n.a. | TRUE | 831.7648
11.9172 | 13.5934 | k-means | pole | n.a. |  |  | n.a. | TRUE | 730.1789
11.9235 | 13.6017 | k-means | pole | n.a. |  |  | n.a. | TRUE | 416.6214
11.9248 | 13.6066 | k-means | pole | n.a. |  |  | n.a. | TRUE | 966.7992
11.9201 | 13.5894 | k-means | pole | n.a. |  |  | n.a. | TRUE | 994.7752
11.9253 | 13.599 | k-means | pole | n.a. |  |  | n.a. | TRUE | 413.4464
11.9248 | 13.5997 | k-means | pole | n.a. |  |  | n.a. | TRUE | 381.9745
11.9184 | 13.5975 | k-means | pole | n.a. |  |  | n.a. | TRUE | 362.213
11.9244 | 13.5997 | k-means | pole | n.a. |  |  | n.a. | TRUE | 342.0234
11.9207 | 13.6008 | k-means | pole | n.a. |  |  | n.a. | TRUE | 285.8504
11.9196 | 13.6011 | k-means | pole | n.a. |  |  | n.a. | TRUE | 371.0776
11.9247 | 13.5999 | k-means | pole | n.a. |  |  | n.a. | TRUE | 386.3778
11.9177 | 13.5924 | k-means | pole | n.a. |  |  | n.a. | TRUE | 778.7444
11.9251 | 13.5999 | k-means | pole | n.a. |  |  | n.a. | TRUE | 428.954
11.9199 | 13.5919 | long-distance | pole | n.a. |  | 0 | n.a. | TRUE | 727.8831
11.9219 | 13.6 | long-distance | pole | n.a. |  | 0 | n.a. | TRUE | 181.1999
11.9186 | 13.597 | long-distance | pole | n.a. |  | 0 | n.a. | TRUE | 363.9291
11.919 | 13.5971 | long-distance | pole | n.a. |  | 0 | n.a. | TRUE | 321.7141
11.9205 | 13.5895 | long-distance | pole | n.a. |  | 0 | n.a. | TRUE | 971.1794
11.9234 | 13.6024 | long-distance | pole | n.a. |  | 0 | n.a. | TRUE | 475.9503
11.9179 | 13.5932 | long-distance | pole | n.a. |  | 0 | n.a. | TRUE | 694.2182
11.9175 | 13.5932 | long-distance | pole | n.a. |  | 0 | n.a. | TRUE | 727.0241
11.9236 | 13.5993 | long-distance | pole | n.a. |  | 0 | n.a. | TRUE | 245.745
11.9209 | 13.5987 | long-distance | pole | n.a. |  | 0 | n.a. | TRUE | 85.3754
11.918 | 13.5975 | long-distance | pole | n.a. |  | 0 | n.a. | TRUE | 408.5742
11.9176 | 13.5974 | long-distance | pole | n.a. |  | 0 | n.a. | TRUE | 455.0516
11.9172 | 13.5974 | long-distance | pole | n.a. |  | 0 | n.a. | TRUE | 501.6129
11.9168 | 13.5973 | long-distance | pole | n.a. |  | 0 | n.a. | TRUE | 548.2367
11.9163 | 13.5973 | long-distance | pole | n.a. |  | 0 | n.a. | TRUE | 594.9083
11.9159 | 13.5973 | long-distance | pole | n.a. |  | 0 | n.a. | TRUE | 641.6174
11.9257 | 13.6003 | long-distance | pole | n.a. |  | 0 | n.a. | TRUE | 506.3238
11.9261 | 13.6005 | long-distance | pole | n.a. |  | 0 | n.a. | TRUE | 555.0931
11.9265 | 13.6007 | long-distance | pole | n.a. |  | 0 | n.a. | TRUE | 603.8731
11.9269 | 13.6009 | long-distance | pole | n.a. |  | 0 | n.a. | TRUE | 652.6615
11.9197 | 13.6014 | long-distance | pole | n.a. |  | 0 | n.a. | TRUE | 388.5105
11.9223 | 13.5988 | long-distance | pole | n.a. |  | 0 | n.a. | TRUE | 89.3193
11.9171 | 13.5919 | long-distance | pole | n.a. |  | 0 | n.a. | TRUE | 862.0287
11.9171 | 13.5916 | long-distance | pole | n.a. |  | 0 | n.a. | TRUE | 889.8071
11.9256 | 13.5982 | long-distance | pole | n.a. |  | 0 | n.a. | TRUE | 448.7298
11.9256 | 13.5978 | long-distance | pole | n.a. |  | 0 | n.a. | TRUE | 455.5223
11.9257 | 13.5974 | long-distance | pole | n.a. |  | 0 | n.a. | TRUE | 466.4282
11.9193 | 13.601 | long-distance | pole | n.a. |  | 0 | n.a. | TRUE | 383.3466
11.9249 | 13.6062 | long-distance | pole | n.a. |  | 0 | n.a. | TRUE | 928.1806
11.9254 | 13.6073 | long-distance | pole | n.a. |  | 0 | n.a. | TRUE | 1061.3599
11.9207 | 13.5997 | long-distance | pole | n.a. |  | 0 | n.a. | TRUE | 176.8105
11.9192 | 13.5962 | long-distance | pole | n.a. |  | 0 | n.a. | TRUE | 352.4649
11.9182 | 13.5946 | long-distance | pole | n.a. |  | 0 | n.a. | TRUE | 558.7884
11.9184 | 13.5949 | long-distance | pole | n.a. |  | 0 | n.a. | TRUE | 518.4012
11.9186 | 13.5952 | long-distance | pole | n.a. |  | 0 | n.a. | TRUE | 478.2376
11.9187 | 13.5956 | long-distance | pole | n.a. |  | 0 | n.a. | TRUE | 438.3591
11.924 | 13.6016 | long-distance | pole | n.a. |  | 0 | n.a. | TRUE | 439.9199
11.9228 | 13.6002 | long-distance | pole | n.a. |  | 0 | n.a. | TRUE | 243.0102
11.9217 | 13.6007 | long-distance | pole | n.a. |  | 0 | n.a. | TRUE | 251.8009
11.9194 | 13.5967 | long-distance | pole | n.a. |  | 0 | n.a. | TRUE | 306.1571
11.9159 | 13.5935 | long-distance | pole | n.a. |  | 0 | n.a. | TRUE | 828.4944
11.9162 | 13.5934 | long-distance | pole | n.a. |  | 0 | n.a. | TRUE | 801.6474
11.9166 | 13.5934 | long-distance | pole | n.a. |  | 0 | n.a. | TRUE | 776.0201
11.9205 | 13.5922 | long-distance | pole | n.a. |  | 0 | n.a. | TRUE | 679.1815
11.9206 | 13.5925 | long-distance | pole | n.a. |  | 0 | n.a. | TRUE | 643.2449
11.9208 | 13.5929 | long-distance | pole | n.a. |  | 0 | n.a. | TRUE | 607.6035
11.9225 | 13.5993 | long-distance | pole | n.a. |  | 0 | n.a. | TRUE | 147.2426
11.9187 | 13.6004 | long-distance | pole | n.a. |  | 0 | n.a. | TRUE | 387.3744
11.9232 | 13.5923 | long-distance | pole | n.a. |  | 0 | n.a. | TRUE | 690.8043
11.9238 | 13.6019 | long-distance | pole | n.a. |  | 0 | n.a. | TRUE | 456.0716
11.9221 | 13.5934 | long-distance | pole | n.a. |  | 0 | n.a. | TRUE | 549.287
11.9217 | 13.5936 | long-distance | pole | n.a. |  | 0 | n.a. | TRUE | 519.5054
11.9226 | 13.6012 | long-distance | pole | n.a. |  | 0 | n.a. | TRUE | 322.534
11.9227 | 13.6006 | long-distance | pole | n.a. |  | 0 | n.a. | TRUE | 272.7741
11.9222 | 13.6007 | long-distance | pole | n.a. |  | 0 | n.a. | TRUE | 260.8549
11.9236 | 13.603 | long-distance | pole | n.a. |  | 0 | n.a. | TRUE | 551.447
11.9238 | 13.6034 | long-distance | pole | n.a. |  | 0 | n.a. | TRUE | 600.5078
11.9239 | 13.6038 | long-distance | pole | n.a. |  | 0 | n.a. | TRUE | 649.579
11.9241 | 13.6043 | long-distance | pole | n.a. |  | 0 | n.a. | TRUE | 698.6583
11.9243 | 13.6047 | long-distance | pole | n.a. |  | 0 | n.a. | TRUE | 747.7442
11.9244 | 13.6051 | long-distance | pole | n.a. |  | 0 | n.a. | TRUE | 796.8355
11.9246 | 13.6055 | long-distance | pole | n.a. |  | 0 | n.a. | TRUE | 845.9312
11.9203 | 13.5987 | long-distance | pole | n.a. |  | 0 | n.a. | TRUE | 141.1953
11.92 | 13.5985 | long-distance | pole | n.a. |  | 0 | n.a. | TRUE | 175.566
11.9197 | 13.5983 | long-distance | pole | n.a. |  | 0 | n.a. | TRUE | 213.7484
11.9193 | 13.5981 | long-distance | pole | n.a. |  | 0 | n.a. | TRUE | 254.0296
11.9202 | 13.6026 | long-distance | pole | n.a. |  | 0 | n.a. | TRUE | 485.2485
11.9193 | 13.5919 | long-distance | pole | n.a. |  | 0 | n.a. | TRUE | 743.6574
11.919 | 13.5921 | long-distance | pole | n.a. |  | 0 | n.a. | TRUE | 738.5109
11.9186 | 13.5923 | long-distance | pole | n.a. |  | 0 | n.a. | TRUE | 736.2102
11.9182 | 13.5925 | long-distance | pole | n.a. |  | 0 | n.a. | TRUE | 736.7822
11.9207 | 13.5904 | long-distance | pole | n.a. |  | 0 | n.a. | TRUE | 875.9963
11.915 | 13.5935 | long-distance | pole | n.a. |  | 0 | n.a. | TRUE | 902.4614
11.9201 | 13.5887 | long-distance | pole | n.a. |  | 0 | n.a. | TRUE | 1067.6312

## links
Link type | Length | Lat from | Lon from | Lat to | Lon to
connection | 0 | 11.92 | 13.5921 | 11.92 | 13.5921
connection | 0 | 11.9221 | 13.6003 | 11.9221 | 13.6003
connection | 0 | 11.9241 | 13.6071 | 11.9241 | 13.6071
connection | 0 | 11.9152 | 13.5931 | 11.9152 | 13.5931
connection | 12.6356 | 11.9247 | 13.599 | 11.9247 | 13.5989
connection | 12.8631 | 11.9247 | 13.5988 | 11.9247 | 13.5989
connection | 7.7654 | 11.9248 | 13.5988 | 11.9247 | 13.5989
connection | 5.6471 | 11.9209 | 13.6013 | 11.9209 | 13.6012
connection | 5.6471 | 11.9209 | 13.6012 | 11.9209 | 13.6012
connection | 0 | 11.9187 | 13.5974 | 11.9187 | 13.5974
connection | 6.8045 | 11.9207 | 13.5898 | 11.9206 | 13.5898
connection | 6.8045 | 11.9206 | 13.5898 | 11.9206 | 13.5898
connection | 0 | 11.9228 | 13.5932 | 11.9228 | 13.5932
connection | 0 | 11.9233 | 13.6021 | 11.9233 | 13.6021
connection | 0 | 11.9178 | 13.593 | 11.9178 | 13.593
connection | 9.42 | 11.9208 | 13.6029 | 11.9208 | 13.6028
connection | 9.42 | 11.9208 | 13.6027 | 11.9208 | 13.6028
connection | 0 | 11.9197 | 13.6001 | 11.9197 | 13.6001
connection | 6.6244 | 11.9235 | 13.5986 | 11.9235 | 13.5986
connection | 12.3215 | 11.9235 | 13.5987 | 11.9235 | 13.5986
connection | 9.6465 | 11.9236 | 13.5985 | 11.9235 | 13.5986
connection | 8.4991 | 11.9244 | 13.6 | 11.9245 | 13.6
connection | 8.4991 | 11.9246 | 13.6 | 11.9245 | 13.6
connection | 0 | 11.9195 | 13.5883 | 11.9195 | 13.5883
connection | 10.2392 | 11.9211 | 13.5937 | 11.921 | 13.5938
connection | 10.2392 | 11.9209 | 13.5938 | 11.921 | 13.5938
connection | 0 | 11.9252 | 13.5996 | 11.9252 | 13.5996
connection | 0 | 11.9248 | 13.6074 | 11.9248 | 13.6074
connection | 8.2915 | 11.9232 | 13.5994 | 11.9232 | 13.5994
connection | 1.6092 | 11.9232 | 13.5994 | 11.9232 | 13.5994
connection | 7.543 | 11.9233 | 13.5995 | 11.9232 | 13.5994
connection | 0 | 11.921 | 13.5984 | 11.921 | 13.5984
connection | 0 | 11.9198 | 13.6021 | 11.9198 | 13.6021
connection | 0 | 11.9155 | 13.5972 | 11.9155 | 13.5972
connection | 0 | 11.9209 | 13.5912 | 11.9209 | 13.5912
connection | 0 | 11.9273 | 13.6011 | 11.9273 | 13.6011
connection | 7.9067 | 11.9207 | 13.601 | 11.9207 | 13.601
connection | 7.9067 | 11.9206 | 13.601 | 11.9207 | 13.601
connection | 0 | 11.9197 | 13.6011 | 11.9197 | 13.6011
connection | 0 | 11.9184 | 13.5939 | 11.9184 | 13.5939
connection | 8.453 | 11.9222 | 13.5985 | 11.9222 | 13.5984
connection | 8.453 | 11.9222 | 13.5984 | 11.9222 | 13.5984
connection | 0 | 11.9172 | 13.5913 | 11.9172 | 13.5913
connection | 4.4992 | 11.9226 | 13.6018 | 11.9226 | 13.6019
connection | 4.4992 | 11.9226 | 13.6019 | 11.9226 | 13.6019
connection | 0 | 11.9233 | 13.6005 | 11.9233 | 13.6005
connection | 0 | 11.9257 | 13.597 | 11.9257 | 13.597
connection | 0 | 11.9191 | 13.601 | 11.9191 | 13.601
connection | 0 | 11.9203 | 13.5892 | 11.9203 | 13.5892
connection | 7.4055 | 11.9152 | 13.5938 | 11.9152 | 13.5938
connection | 7.4055 | 11.9153 | 13.5939 | 11.9152 | 13.5938
connection | 0 | 11.925 | 13.6065 | 11.925 | 13.6065
connection | 0 | 11.9256 | 13.6075 | 11.9256 | 13.6075
connection | 0 | 11.9199 | 13.5912 | 11.9199 | 13.5912
connection | 6.7437 | 11.9253 | 13.5989 | 11.9253 | 13.5988
connection | 3.0253 | 11.9253 | 13.5988 | 11.9253 | 13.5988
connection | 5.5661 | 11.9254 | 13.5988 | 11.9253 | 13.5988
connection | 12.1701 | 11.9206 | 13.6001 | 11.9207 | 13.6002
connection | 6.717 | 11.9207 | 13.6002 | 11.9207 | 13.6002
connection | 11.0975 | 11.9208 | 13.6002 | 11.9207 | 13.6002
connection | 0 | 11.9232 | 13.5927 | 11.9232 | 13.5927
connection | 8.9239 | 11.9244 | 13.5993 | 11.9244 | 13.5992
connection | 8.9239 | 11.9243 | 13.5991 | 11.9244 | 13.5992
connection | 15.4501 | 11.9206 | 13.6034 | 11.9207 | 13.6034
connection | 9.1333 | 11.9207 | 13.6033 | 11.9207 | 13.6034
connection | 6.7817 | 11.9208 | 13.6034 | 11.9207 | 13.6034
connection | 13.2461 | 11.9209 | 13.6034 | 11.9207 | 13.6034
connection | 0 | 11.9189 | 13.5959 | 11.9189 | 13.5959
connection | 0 | 11.9175 | 13.5924 | 11.9175 | 13.5924
connection | 0 | 11.9243 | 13.6014 | 11.9243 | 13.6014
connection | 4.652 | 11.9207 | 13.6024 | 11.9206 | 13.6024
connection | 8.1019 | 11.9206 | 13.6023 | 11.9206 | 13.6024
connection | 7.0822 | 11.9206 | 13.6024 | 11.9206 | 13.6024
connection | 11.0216 | 11.92 | 13.601 | 11.9201 | 13.601
connection | 8.6449 | 11.9201 | 13.601 | 11.9201 | 13.601
connection | 10.8535 | 11.9201 | 13.6011 | 11.9201 | 13.601
connection | 7.0719 | 11.9227 | 13.6 | 11.9228 | 13.6
connection | 7.0719 | 11.9228 | 13.5999 | 11.9228 | 13.6
connection | 7.1765 | 11.9148 | 13.5939 | 11.9148 | 13.5938
connection | 7.1765 | 11.9148 | 13.5938 | 11.9148 | 13.5938
connection | 6.3459 | 11.9214 | 13.6009 | 11.9214 | 13.6008
connection | 6.3459 | 11.9214 | 13.6008 | 11.9214 | 13.6008
connection | 0 | 11.9195 | 13.5965 | 11.9195 | 13.5965
connection | 0 | 11.917 | 13.5933 | 11.917 | 13.5933
connection | 0 | 11.9243 | 13.5983 | 11.9243 | 13.5983
connection | 0.58559 | 11.9154 | 13.5928 | 11.9154 | 13.5928
connection | 14.7839 | 11.9154 | 13.5927 | 11.9154 | 13.5928
connection | 14.2174 | 11.9154 | 13.593 | 11.9154 | 13.5928
connection | 7.2298 | 11.925 | 13.5992 | 11.9251 | 13.5992
connection | 6.4176 | 11.9251 | 13.5992 | 11.9251 | 13.5992
connection | 5.2917 | 11.9251 | 13.5992 | 11.9251 | 13.5992
connection | 0 | 11.9245 | 13.6007 | 11.9245 | 13.6007
connection | 0 | 11.9208 | 13.5993 | 11.9208 | 13.5993
connection | 0 | 11.9233 | 13.6013 | 11.9233 | 13.6013
connection | 10.683 | 11.9211 | 13.5931 | 11.921 | 13.5932
connection | 10.683 | 11.9209 | 13.5932 | 11.921 | 13.5932
connection | 0 | 11.9217 | 13.5997 | 11.9217 | 13.5997
connection | 8.9061 | 11.9251 | 13.6068 | 11.925 | 13.6069
connection | 8.9061 | 11.9249 | 13.6069 | 11.925 | 13.6069
connection | 5.9426 | 11.9207 | 13.6031 | 11.9207 | 13.6031
connection | 5.9426 | 11.9208 | 13.6031 | 11.9207 | 13.6031
connection | 18.2856 | 11.9247 | 13.5983 | 11.9247 | 13.5985
connection | 3.2067 | 11.9247 | 13.5985 | 11.9247 | 13.5985
connection | 13.3897 | 11.9246 | 13.5986 | 11.9247 | 13.5985
connection | 9.6286 | 11.9247 | 13.5986 | 11.9247 | 13.5985
connection | 0 | 11.9224 | 13.5991 | 11.9224 | 13.5991
connection | 0 | 11.9239 | 13.5992 | 11.9239 | 13.5992
connection | 0 | 11.9188 | 13.6007 | 11.9188 | 13.6007
connection | 0 | 11.9257 | 13.608 | 11.9257 | 13.608
connection | 5.6505 | 11.9229 | 13.6022 | 11.9228 | 13.6022
connection | 4.3817 | 11.9228 | 13.6022 | 11.9228 | 13.6022
connection | 8.0402 | 11.9227 | 13.6022 | 11.9228 | 13.6022
connection | 8.4921 | 11.9198 | 13.6006 | 11.9198 | 13.6006
connection | 8.4921 | 11.9197 | 13.6005 | 11.9198 | 13.6006
connection | 0 | 11.9223 | 13.5928 | 11.9223 | 13.5928
connection | 0 | 11.9184 | 13.5967 | 11.9184 | 13.5967
connection | 0 | 11.9234 | 13.5922 | 11.9234 | 13.5922
connection | 0 | 11.9204 | 13.5909 | 11.9204 | 13.5909
connection | 7.7621 | 11.9155 | 13.5939 | 11.9155 | 13.5938
connection | 7.7621 | 11.9155 | 13.5938 | 11.9155 | 13.5938
connection | 0 | 11.9248 | 13.6001 | 11.9248 | 13.6001
connection | 0 | 11.9237 | 13.6017 | 11.9237 | 13.6017
connection | 4.685 | 11.9253 | 13.5997 | 11.9253 | 13.5997
connection | 4.685 | 11.9254 | 13.5997 | 11.9253 | 13.5997
connection | 8.7625 | 11.9244 | 13.5996 | 11.9243 | 13.5996
connection | 8.7625 | 11.9242 | 13.5996 | 11.9243 | 13.5996
connection | 0 | 11.923 | 13.5998 | 11.923 | 13.5998
connection | 0 | 11.9186 | 13.6002 | 11.9186 | 13.6002
connection | 0 | 11.9217 | 13.6012 | 11.9217 | 13.6012
connection | 7.8561 | 11.9238 | 13.5987 | 11.9238 | 13.5988
connection | 7.8561 | 11.9239 | 13.5989 | 11.9238 | 13.5988
connection | 0 | 11.9254 | 13.5999 | 11.9254 | 13.5999
connection | 0 | 11.9205 | 13.6011 | 11.9205 | 13.6011
connection | 0 | 11.9192 | 13.5969 | 11.9192 | 13.5969
connection | 0 | 11.9245 | 13.6077 | 11.9245 | 13.6077
connection | 0 | 11.9206 | 13.5918 | 11.9206 | 13.5918
connection | 0 | 11.9183 | 13.5936 | 11.9183 | 13.5936
connection | 6.3891 | 11.9222 | 13.6018 | 11.9223 | 13.6018
connection | 6.3891 | 11.9223 | 13.6018 | 11.9223 | 13.6018
connection | 10.2981 | 11.9214 | 13.5938 | 11.9213 | 13.5939
connection | 10.2981 | 11.9213 | 13.5939 | 11.9213 | 13.5939
connection | 0 | 11.9224 | 13.6008 | 11.9224 | 13.6008
connection | 0 | 11.9247 | 13.6059 | 11.9247 | 13.6059
connection | 0 | 11.919 | 13.5979 | 11.919 | 13.5979
connection | 0 | 11.9201 | 13.6006 | 11.9201 | 13.6006
connection | 9.6939 | 11.9246 | 13.5997 | 11.9246 | 13.5996
connection | 9.6939 | 11.9246 | 13.5995 | 11.9246 | 13.5996
connection | 9.9844 | 11.9199 | 13.5893 | 11.9199 | 13.5892
connection | 9.9844 | 11.9199 | 13.5891 | 11.9199 | 13.5892
connection | 6.9139 | 11.9226 | 13.5996 | 11.9227 | 13.5996
connection | 6.9139 | 11.9228 | 13.5996 | 11.9227 | 13.5996
connection | 0 | 11.9257 | 13.5991 | 11.9257 | 13.5991
connection | 7.8423 | 11.9198 | 13.6018 | 11.9198 | 13.6017
connection | 5.5054 | 11.9198 | 13.6017 | 11.9198 | 13.6017
connection | 5.4244 | 11.9197 | 13.6017 | 11.9198 | 13.6017
connection | 5.4537 | 11.9209 | 13.602 | 11.9209 | 13.602
connection | 5.4537 | 11.9209 | 13.602 | 11.9209 | 13.602
connection | 8.6325 | 11.9249 | 13.5993 | 11.9249 | 13.5993
connection | 11.4758 | 11.9248 | 13.5993 | 11.9249 | 13.5993
connection | 3.854 | 11.925 | 13.5993 | 11.9249 | 13.5993
connection | 12.7867 | 11.925 | 13.5994 | 11.9249 | 13.5993
connection | 8.6709 | 11.9204 | 13.6028 | 11.9205 | 13.6028
connection | 8.6709 | 11.9205 | 13.6028 | 11.9205 | 13.6028
connection | 4.6398 | 11.9209 | 13.6007 | 11.9209 | 13.6007
connection | 4.6398 | 11.9209 | 13.6008 | 11.9209 | 13.6007
connection | 0 | 11.9199 | 13.5882 | 11.9199 | 13.5882
connection | 0 | 11.9243 | 13.5987 | 11.9243 | 13.5987
connection | 0 | 11.921 | 13.6003 | 11.921 | 13.6003
connection | 0 | 11.9197 | 13.5918 | 11.9197 | 13.5918
connection | 0 | 11.9207 | 13.5989 | 11.9207 | 13.5989
connection | 0 | 11.918 | 13.5942 | 11.918 | 13.5942
connection | 10.2503 | 11.9209 | 13.5935 | 11.9208 | 13.5935
connection | 10.2503 | 11.9208 | 13.5935 | 11.9208 | 13.5935
connection | 8.1596 | 11.9232 | 13.6019 | 11.9232 | 13.6019
connection | 8.1596 | 11.9231 | 13.6018 | 11.9232 | 13.6019
connection | 0 | 11.923 | 13.5924 | 11.923 | 13.5924
connection | 8.6493 | 11.9236 | 13.6005 | 11.9235 | 13.6006
connection | 5.6393 | 11.9235 | 13.6005 | 11.9235 | 13.6006
connection | 9.5209 | 11.9235 | 13.6007 | 11.9235 | 13.6006
connection | 0 | 11.9235 | 13.6026 | 11.9235 | 13.6026
connection | 0 | 11.9185 | 13.5977 | 11.9185 | 13.5977
connection | 0 | 11.9225 | 13.5931 | 11.9225 | 13.5931
connection | 0 | 11.9207 | 13.5907 | 11.9207 | 13.5907
connection | 0 | 11.9227 | 13.6015 | 11.9227 | 13.6015
connection | 4.3368 | 11.9199 | 13.6024 | 11.9199 | 13.6024
connection | 4.3368 | 11.9199 | 13.6024 | 11.9199 | 13.6024
connection | 0 | 11.9238 | 13.6022 | 11.9238 | 13.6022
connection | 0 | 11.9171 | 13.5922 | 11.9171 | 13.5922
connection | 10.1528 | 11.9206 | 13.6014 | 11.9207 | 13.6013
connection | 10.1528 | 11.9207 | 13.6012 | 11.9207 | 13.6013
connection | 6.2919 | 11.9249 | 13.5984 | 11.9249 | 13.5985
connection | 7.0526 | 11.9248 | 13.5985 | 11.9249 | 13.5985
connection | 7.4321 | 11.925 | 13.5985 | 11.9249 | 13.5985
connection | 6.9728 | 11.9211 | 13.601 | 11.9211 | 13.6011
connection | 6.9728 | 11.9212 | 13.6011 | 11.9211 | 13.6011
connection | 0 | 11.9229 | 13.6004 | 11.9229 | 13.6004
connection | 8.9653 | 11.9212 | 13.6013 | 11.9212 | 13.6014
connection | 8.9653 | 11.9211 | 13.6014 | 11.9212 | 13.6014
connection | 6.7156 | 11.9246 | 13.6005 | 11.9247 | 13.6004
connection | 6.7156 | 11.9247 | 13.6004 | 11.9247 | 13.6004
connection | 0 | 11.9187 | 13.6012 | 11.9187 | 13.6012
connection | 0 | 11.9231 | 13.5931 | 11.9231 | 13.5931
connection | 14.2849 | 11.9152 | 13.593 | 11.9151 | 13.5929
connection | 0.51364 | 11.9151 | 13.5929 | 11.9151 | 13.5929
connection | 14.7772 | 11.9151 | 13.5927 | 11.9151 | 13.5929
connection | 0 | 11.9252 | 13.6071 | 11.9252 | 13.6071
connection | 0 | 11.9247 | 13.6069 | 11.9247 | 13.6069
connection | 0 | 11.9254 | 13.6079 | 11.9254 | 13.6079
connection | 0 | 11.9243 | 13.6075 | 11.9243 | 13.6075
connection | 12.7929 | 11.9202 | 13.6013 | 11.9203 | 13.6013
connection | 10.1422 | 11.9204 | 13.6013 | 11.9203 | 13.6013
connection | 8.5382 | 11.9204 | 13.6012 | 11.9203 | 13.6013
connection | 5.9866 | 11.9203 | 13.6013 | 11.9203 | 13.6013
connection | 0 | 11.9203 | 13.5919 | 11.9203 | 13.5919
connection | 16.3978 | 11.9195 | 13.6004 | 11.9196 | 13.6003
connection | 5.3436 | 11.9196 | 13.6004 | 11.9196 | 13.6003
connection | 11.1716 | 11.9197 | 13.6003 | 11.9196 | 13.6003
connection | 11.4629 | 11.9197 | 13.6002 | 11.9196 | 13.6003
connection | 8.2355 | 11.9196 | 13.6003 | 11.9196 | 13.6003
connection | 7.8163 | 11.9155 | 13.5936 | 11.9155 | 13.5935
connection | 7.8163 | 11.9155 | 13.5935 | 11.9155 | 13.5935
connection | 5.5749 | 11.9253 | 13.5993 | 11.9254 | 13.5993
connection | 5.5749 | 11.9254 | 13.5994 | 11.9254 | 13.5993
connection | 0 | 11.9211 | 13.5915 | 11.9211 | 13.5915
connection | 7.4532 | 11.9152 | 13.5935 | 11.9152 | 13.5935
connection | 7.4532 | 11.9152 | 13.5936 | 11.9152 | 13.5935
connection | 0 | 11.9201 | 13.591 | 11.9201 | 13.591
connection | 11.7644 | 11.9231 | 13.5998 | 11.9231 | 13.5997
connection | 3.1988 | 11.9231 | 13.5997 | 11.9231 | 13.5997
connection | 9.3052 | 11.9232 | 13.5997 | 11.9231 | 13.5997
connection | 5.5858 | 11.9256 | 13.5996 | 11.9255 | 13.5996
connection | 5.5858 | 11.9255 | 13.5996 | 11.9255 | 13.5996
connection | 0 | 11.9252 | 13.6067 | 11.9252 | 13.6067
connection | 6.8233 | 11.921 | 13.6031 | 11.921 | 13.603
connection | 6.8233 | 11.921 | 13.603 | 11.921 | 13.603
connection | 0 | 11.9242 | 13.599 | 11.9242 | 13.599
connection | 8.1967 | 11.924 | 13.5996 | 11.924 | 13.5995
connection | 8.1967 | 11.924 | 13.5994 | 11.924 | 13.5995
connection | 0 | 11.9224 | 13.6022 | 11.9224 | 13.6022
connection | 0 | 11.9208 | 13.5916 | 11.9208 | 13.5916
connection | 4.641 | 11.9242 | 13.6 | 11.9242 | 13.6001
connection | 4.641 | 11.9242 | 13.6001 | 11.9242 | 13.6001
connection | 3.9918 | 11.925 | 13.5987 | 11.925 | 13.5987
connection | 11.1988 | 11.9249 | 13.5987 | 11.925 | 13.5987
connection | 12.2778 | 11.9251 | 13.5987 | 11.925 | 13.5987
connection | 0 | 11.9208 | 13.591 | 11.9208 | 13.591
connection | 0 | 11.9155 | 13.5931 | 11.9155 | 13.5931
connection | 0 | 11.922 | 13.6006 | 11.922 | 13.6006
connection | 0 | 11.9194 | 13.5884 | 11.9194 | 13.5884
connection | 0 | 11.9256 | 13.5986 | 11.9256 | 13.5986
connection | 6.1504 | 11.9231 | 13.5995 | 11.923 | 13.5995
connection | 6.1504 | 11.923 | 13.5996 | 11.923 | 13.5995
connection | 7.2509 | 11.9208 | 13.6024 | 11.9208 | 13.6024
connection | 7.2509 | 11.9208 | 13.6025 | 11.9208 | 13.6024
connection | 0 | 11.9201 | 13.6003 | 11.9201 | 13.6003
connection | 0 | 11.9258 | 13.6077 | 11.9258 | 13.6077
connection | 14.7781 | 11.925 | 13.5996 | 11.9251 | 13.5997
connection | 10.7331 | 11.9252 | 13.5998 | 11.9251 | 13.5997
connection | 6.4777 | 11.9251 | 13.5998 | 11.9251 | 13.5997
connection | 10.4838 | 11.9255 | 13.5989 | 11.9255 | 13.5989
connection | 10.4838 | 11.9256 | 13.5989 | 11.9255 | 13.5989
connection | 0 | 11.9179 | 13.5927 | 11.9179 | 13.5927
connection | 0 | 11.9209 | 13.6004 | 11.9209 | 13.6004
connection | 0 | 11.9221 | 13.5981 | 11.9221 | 13.5981
connection | 0 | 11.9208 | 13.59 | 11.9208 | 13.59
connection | 12.0105 | 11.9202 | 13.589 | 11.9203 | 13.589
connection | 12.0105 | 11.9204 | 13.589 | 11.9203 | 13.589
connection | 7.1223 | 11.9147 | 13.5935 | 11.9148 | 13.5936
connection | 7.1223 | 11.9148 | 13.5936 | 11.9148 | 13.5936
connection | 0 | 11.925 | 13.6072 | 11.925 | 13.6072
connection | 0 | 11.9199 | 13.5884 | 11.9199 | 13.5884
connection | 0 | 11.918 | 13.5935 | 11.918 | 13.5935
connection | 0 | 11.9248 | 13.5992 | 11.9248 | 13.5992
connection | 7.3313 | 11.921 | 13.6033 | 11.9209 | 13.6033
connection | 7.3313 | 11.9209 | 13.6032 | 11.9209 | 13.6033
connection | 0 | 11.9197 | 13.5881 | 11.9197 | 13.5881
connection | 0 | 11.9197 | 13.6009 | 11.9197 | 13.6009
connection | 7.6857 | 11.925 | 13.5991 | 11.925 | 13.599
connection | 7.6857 | 11.9249 | 13.599 | 11.925 | 13.599
connection | 0 | 11.9245 | 13.5987 | 11.9245 | 13.5987
connection | 0 | 11.924 | 13.5986 | 11.924 | 13.5986
connection | 0 | 11.923 | 13.6021 | 11.923 | 13.6021
connection | 0 | 11.9233 | 13.5986 | 11.9233 | 13.5986
connection | 0 | 11.9199 | 13.6001 | 11.9199 | 13.6001
connection | 0 | 11.9196 | 13.5885 | 11.9196 | 13.5885
connection | 6.406 | 11.9253 | 13.6001 | 11.9253 | 13.6001
connection | 6.406 | 11.9254 | 13.6001 | 11.9253 | 13.6001
connection | 0 | 11.9183 | 13.5941 | 11.9183 | 13.5941
connection | 9.2352 | 11.9207 | 13.6005 | 11.9208 | 13.6005
connection | 9.2352 | 11.9209 | 13.6005 | 11.9208 | 13.6005
connection | 0 | 11.9199 | 13.5909 | 11.9199 | 13.5909
connection | 0 | 11.9172 | 13.5934 | 11.9172 | 13.5934
connection | 0 | 11.9235 | 13.6017 | 11.9235 | 13.6017
connection | 9.8773 | 11.9249 | 13.6066 | 11.9248 | 13.6066
connection | 9.8773 | 11.9248 | 13.6067 | 11.9248 | 13.6066
connection | 0 | 11.9201 | 13.5894 | 11.9201 | 13.5894
connection | 0 | 11.9253 | 13.599 | 11.9253 | 13.599
connection | 0 | 11.9248 | 13.5997 | 11.9248 | 13.5997
connection | 0 | 11.9184 | 13.5975 | 11.9184 | 13.5975
connection | 0 | 11.9244 | 13.5997 | 11.9244 | 13.5997
connection | 10.2022 | 11.9206 | 13.6009 | 11.9207 | 13.6008
connection | 10.2022 | 11.9207 | 13.6008 | 11.9207 | 13.6008
connection | 7.8948 | 11.9195 | 13.601 | 11.9196 | 13.6011
connection | 7.8948 | 11.9196 | 13.6012 | 11.9196 | 13.6011
connection | 0 | 11.9247 | 13.5999 | 11.9247 | 13.5999
connection | 0 | 11.9177 | 13.5924 | 11.9177 | 13.5924
connection | 0 | 11.9251 | 13.5999 | 11.9251 | 13.5999
distribution | 27.1249 | 11.92 | 13.5921 | 11.9199 | 13.5919
distribution | 27.1249 | 11.9199 | 13.5919 | 11.9197 | 13.5918
distribution | 33.9488 | 11.9203 | 13.5919 | 11.92 | 13.5921
distribution | 42.207 | 11.9219 | 13.6 | 11.9221 | 13.6003
distribution | 42.207 | 11.9217 | 13.5997 | 11.9219 | 13.6
distribution | 31.7154 | 11.9221 | 13.6003 | 11.922 | 13.6006
distribution | 42.4767 | 11.9241 | 13.6071 | 11.9243 | 13.6075
distribution | 29.6622 | 11.9151 | 13.5929 | 11.9152 | 13.5931
distribution | 45.1111 | 11.9152 | 13.5931 | 11.9152 | 13.5935
distribution | 32.2113 | 11.9155 | 13.5931 | 11.9152 | 13.5931
distribution | 32.9472 | 11.925 | 13.599 | 11.9247 | 13.5989
distribution | 34.7371 | 11.9247 | 13.5989 | 11.9245 | 13.5987
distribution | 30.8187 | 11.9209 | 13.6012 | 11.9207 | 13.6013
distribution | 30.5947 | 11.9211 | 13.6011 | 11.9209 | 13.6012
distribution | 31.5437 | 11.9212 | 13.6014 | 11.9209 | 13.6012
distribution | 36.244 | 11.9186 | 13.597 | 11.9187 | 13.5974
distribution | 36.244 | 11.9184 | 13.5967 | 11.9186 | 13.597
distribution | 37.0272 | 11.919 | 13.5971 | 11.9187 | 13.5974
distribution | 37.0272 | 11.9192 | 13.5969 | 11.919 | 13.5971
distribution | 35.4256 | 11.9187 | 13.5974 | 11.9184 | 13.5975
distribution | 36.6155 | 11.9203 | 13.5892 | 11.9205 | 13.5895
distribution | 36.6155 | 11.9205 | 13.5895 | 11.9206 | 13.5898
distribution | 28.0839 | 11.9206 | 13.5898 | 11.9208 | 13.59
distribution | 41.7321 | 11.9228 | 13.5932 | 11.9225 | 13.5931
distribution | 38.2666 | 11.9231 | 13.5931 | 11.9228 | 13.5932
distribution | 26.4572 | 11.9235 | 13.6026 | 11.9234 | 13.6024
distribution | 26.4572 | 11.9234 | 13.6024 | 11.9233 | 13.6021
distribution | 26.4046 | 11.9233 | 13.6021 | 11.923 | 13.6021
distribution | 25.397 | 11.9179 | 13.5927 | 11.9178 | 13.593
distribution | 32.4699 | 11.9178 | 13.593 | 11.9179 | 13.5932
distribution | 32.4699 | 11.9179 | 13.5932 | 11.918 | 13.5935
distribution | 40.8802 | 11.9175 | 13.5932 | 11.9178 | 13.593
distribution | 40.8802 | 11.9172 | 13.5934 | 11.9175 | 13.5932
distribution | 30.3419 | 11.9207 | 13.6031 | 11.9208 | 13.6028
distribution | 36.1761 | 11.9208 | 13.6028 | 11.9205 | 13.6028
distribution | 39.0156 | 11.9208 | 13.6024 | 11.9208 | 13.6028
distribution | 24.5167 | 11.9197 | 13.6001 | 11.9196 | 13.6003
distribution | 26.657 | 11.9199 | 13.6001 | 11.9197 | 13.6001
distribution | 41.5302 | 11.9235 | 13.5986 | 11.9238 | 13.5988
distribution | 30.3113 | 11.9233 | 13.5986 | 11.9235 | 13.5986
distribution | 31.6705 | 11.9242 | 13.6001 | 11.9245 | 13.6
distribution | 28.3807 | 11.9245 | 13.6 | 11.9247 | 13.5999
distribution | 20.0751 | 11.9195 | 13.5883 | 11.9194 | 13.5884
distribution | 40.745 | 11.9213 | 13.5939 | 11.921 | 13.5938
distribution | 35.8245 | 11.921 | 13.5938 | 11.9208 | 13.5935
distribution | 15.7955 | 11.9253 | 13.5997 | 11.9252 | 13.5996
distribution | 32.3596 | 11.9252 | 13.5996 | 11.9254 | 13.5993
distribution | 20.2707 | 11.9251 | 13.5997 | 11.9252 | 13.5996
distribution | 46.0537 | 11.9245 | 13.6077 | 11.9248 | 13.6074
distribution | 31.5868 | 11.9248 | 13.6074 | 11.925 | 13.6072
distribution | 40.7514 | 11.9236 | 13.5993 | 11.9232 | 13.5994
distribution | 40.7514 | 11.9239 | 13.5992 | 11.9236 | 13.5993
distribution | 27.7653 | 11.9232 | 13.5994 | 11.923 | 13.5995
distribution | 32.1018 | 11.9207 | 13.5989 | 11.9209 | 13.5987
distribution | 32.1018 | 11.9209 | 13.5987 | 11.921 | 13.5984
distribution | 41.8017 | 11.9198 | 13.6021 | 11.9198 | 13.6017
distribution | 36.8336 | 11.9199 | 13.6024 | 11.9198 | 13.6021
distribution | 46.6837 | 11.918 | 13.5975 | 11.9184 | 13.5975
distribution | 46.6837 | 11.9176 | 13.5974 | 11.918 | 13.5975
distribution | 46.6837 | 11.9172 | 13.5974 | 11.9176 | 13.5974
distribution | 46.6837 | 11.9168 | 13.5973 | 11.9172 | 13.5974
distribution | 46.6837 | 11.9163 | 13.5973 | 11.9168 | 13.5973
distribution | 46.6837 | 11.9159 | 13.5973 | 11.9163 | 13.5973
distribution | 46.6837 | 11.9155 | 13.5972 | 11.9159 | 13.5973
distribution | 31.0974 | 11.9209 | 13.5912 | 11.9211 | 13.5915
distribution | 33.1405 | 11.9208 | 13.591 | 11.9209 | 13.5912
distribution | 48.6459 | 11.9257 | 13.6003 | 11.9253 | 13.6001
distribution | 48.6459 | 11.9261 | 13.6005 | 11.9257 | 13.6003
distribution | 48.6459 | 11.9265 | 13.6007 | 11.9261 | 13.6005
distribution | 48.6459 | 11.9269 | 13.6009 | 11.9265 | 13.6007
distribution | 48.6459 | 11.9273 | 13.6011 | 11.9269 | 13.6009
distribution | 26.48 | 11.9205 | 13.6011 | 11.9207 | 13.601
distribution | 17.6284 | 11.9207 | 13.601 | 11.9207 | 13.6008
distribution | 42.2528 | 11.9197 | 13.6011 | 11.9201 | 13.601
distribution | 32.4605 | 11.9198 | 13.6017 | 11.9197 | 13.6014
distribution | 32.4605 | 11.9197 | 13.6014 | 11.9197 | 13.6011
distribution | 22.6564 | 11.9197 | 13.6009 | 11.9197 | 13.6011
distribution | 17.6946 | 11.9196 | 13.6011 | 11.9197 | 13.6011
distribution | 35.1887 | 11.9183 | 13.5936 | 11.9184 | 13.5939
distribution | 25.2462 | 11.9184 | 13.5939 | 11.9183 | 13.5941
distribution | 36.2133 | 11.9222 | 13.5984 | 11.9223 | 13.5988
distribution | 36.2133 | 11.9223 | 13.5988 | 11.9224 | 13.5991
distribution | 34.1289 | 11.9221 | 13.5981 | 11.9222 | 13.5984
distribution | 36.2028 | 11.9171 | 13.5919 | 11.9171 | 13.5922
distribution | 36.2028 | 11.9171 | 13.5916 | 11.9171 | 13.5919
distribution | 36.2028 | 11.9172 | 13.5913 | 11.9171 | 13.5916
distribution | 35.3815 | 11.9223 | 13.6018 | 11.9226 | 13.6019
distribution | 38.2742 | 11.9226 | 13.6019 | 11.9227 | 13.6015
distribution | 38.5357 | 11.9224 | 13.6022 | 11.9226 | 13.6019
distribution | 28.1254 | 11.9235 | 13.6006 | 11.9233 | 13.6005
distribution | 39.4382 | 11.9233 | 13.6005 | 11.9229 | 13.6004
distribution | 44.2791 | 11.9256 | 13.5982 | 11.9256 | 13.5986
distribution | 44.2791 | 11.9256 | 13.5978 | 11.9256 | 13.5982
distribution | 44.2791 | 11.9257 | 13.5974 | 11.9256 | 13.5978
distribution | 44.2791 | 11.9257 | 13.597 | 11.9257 | 13.5974
distribution | 36.7679 | 11.9188 | 13.6007 | 11.9191 | 13.601
distribution | 46.4452 | 11.9187 | 13.6012 | 11.9191 | 13.601
distribution | 29.1074 | 11.9193 | 13.601 | 11.9196 | 13.6011
distribution | 29.1074 | 11.9191 | 13.601 | 11.9193 | 13.601
distribution | 25.8504 | 11.9203 | 13.589 | 11.9203 | 13.5892
distribution | 29.0189 | 11.9201 | 13.5894 | 11.9203 | 13.5892
distribution | 32.4108 | 11.9152 | 13.5938 | 11.9155 | 13.5938
distribution | 30.007 | 11.9152 | 13.5935 | 11.9152 | 13.5938
distribution | 33.3673 | 11.925 | 13.6065 | 11.9249 | 13.6062
distribution | 33.3673 | 11.9249 | 13.6062 | 11.9247 | 13.6059
distribution | 29.8306 | 11.9248 | 13.6066 | 11.925 | 13.6065
distribution | 28.4265 | 11.9254 | 13.6073 | 11.9252 | 13.6071
distribution | 28.4265 | 11.9256 | 13.6075 | 11.9254 | 13.6073
distribution | 31.327 | 11.9258 | 13.6077 | 11.9256 | 13.6075
distribution | 26.2574 | 11.9199 | 13.5912 | 11.9199 | 13.5909
distribution | 26.3526 | 11.9255 | 13.5989 | 11.9253 | 13.5988
distribution | 20.1952 | 11.9253 | 13.5988 | 11.9253 | 13.599
distribution | 47.4994 | 11.9207 | 13.6002 | 11.9207 | 13.5997
distribution | 47.4994 | 11.9207 | 13.5997 | 11.9208 | 13.5993
distribution | 34.7 | 11.9209 | 13.6004 | 11.9207 | 13.6002
distribution | 44.8609 | 11.923 | 13.5924 | 11.9232 | 13.5927
distribution | 35.7406 | 11.9232 | 13.5927 | 11.9231 | 13.5931
distribution | 28.144 | 11.9244 | 13.5992 | 11.9242 | 13.599
distribution | 24.296 | 11.9207 | 13.6034 | 11.9209 | 13.6033
distribution | 46.2872 | 11.9189 | 13.5959 | 11.9192 | 13.5962
distribution | 46.2872 | 11.9192 | 13.5962 | 11.9195 | 13.5965
distribution | 41.6787 | 11.918 | 13.5942 | 11.9182 | 13.5946
distribution | 41.6787 | 11.9182 | 13.5946 | 11.9184 | 13.5949
distribution | 41.6787 | 11.9184 | 13.5949 | 11.9186 | 13.5952
distribution | 41.6787 | 11.9186 | 13.5952 | 11.9187 | 13.5956
distribution | 41.6787 | 11.9187 | 13.5956 | 11.9189 | 13.5959
distribution | 46.8508 | 11.9171 | 13.5922 | 11.9175 | 13.5924
distribution | 23.9192 | 11.9175 | 13.5924 | 11.9177 | 13.5924
distribution | 36.2756 | 11.9243 | 13.6014 | 11.924 | 13.6016
distribution | 36.2756 | 11.924 | 13.6016 | 11.9237 | 13.6017
distribution | 48.7478 | 11.9209 | 13.602 | 11.9206 | 13.6024
distribution | 19.772 | 11.9206 | 13.6024 | 11.9208 | 13.6024
distribution | 37.7181 | 11.9201 | 13.601 | 11.9203 | 13.6013
distribution | 30.5104 | 11.923 | 13.5998 | 11.9228 | 13.6
distribution | 27.0262 | 11.9228 | 13.6002 | 11.9229 | 13.6004
distribution | 27.0262 | 11.9228 | 13.6 | 11.9228 | 13.6002
distribution | 28.9227 | 11.9148 | 13.5938 | 11.9148 | 13.5936
distribution | 48.5354 | 11.9217 | 13.6012 | 11.9214 | 13.6008
distribution | 40.3097 | 11.9214 | 13.6008 | 11.9211 | 13.6011
distribution | 35.0822 | 11.922 | 13.6006 | 11.9217 | 13.6007
distribution | 35.0822 | 11.9217 | 13.6007 | 11.9214 | 13.6008
distribution | 28.1721 | 11.9195 | 13.5965 | 11.9194 | 13.5967
distribution | 28.1721 | 11.9194 | 13.5967 | 11.9192 | 13.5969
distribution | 40.614 | 11.9155 | 13.5935 | 11.9159 | 13.5935
distribution | 40.614 | 11.9159 | 13.5935 | 11.9162 | 13.5934
distribution | 40.614 | 11.9162 | 13.5934 | 11.9166 | 13.5934
distribution | 40.614 | 11.9166 | 13.5934 | 11.917 | 13.5933
distribution | 24.6577 | 11.917 | 13.5933 | 11.9172 | 13.5934
distribution | 44.9413 | 11.9243 | 13.5983 | 11.9243 | 13.5987
distribution | 29.5678 | 11.9154 | 13.5928 | 11.9155 | 13.5931
distribution | 25.075 | 11.9249 | 13.5993 | 11.9251 | 13.5992
distribution | 31.5769 | 11.9254 | 13.5993 | 11.9251 | 13.5992
distribution | 21.9777 | 11.9251 | 13.5992 | 11.925 | 13.599
distribution | 30.4639 | 11.9253 | 13.599 | 11.9251 | 13.5992
distribution | 31.642 | 11.9245 | 13.6007 | 11.9247 | 13.6004
distribution | 44.5452 | 11.9208 | 13.5993 | 11.9207 | 13.5989
distribution | 40.9932 | 11.9233 | 13.6013 | 11.9235 | 13.6017
distribution | 41.1294 | 11.9208 | 13.5935 | 11.921 | 13.5932
distribution | 38.332 | 11.9205 | 13.5922 | 11.9203 | 13.5919
distribution | 38.332 | 11.9206 | 13.5925 | 11.9205 | 13.5922
distribution | 38.332 | 11.9208 | 13.5929 | 11.9206 | 13.5925
distribution | 38.332 | 11.921 | 13.5932 | 11.9208 | 13.5929
distribution | 39.9944 | 11.9252 | 13.6071 | 11.925 | 13.6069
distribution | 31.6918 | 11.925 | 13.6069 | 11.9247 | 13.6069
distribution | 27.2283 | 11.9252 | 13.6067 | 11.925 | 13.6069
distribution | 30.184 | 11.921 | 13.603 | 11.9207 | 13.6031
distribution | 22.621 | 11.9249 | 13.5985 | 11.9247 | 13.5985
distribution | 32.6934 | 11.9247 | 13.5985 | 11.9245 | 13.5987
distribution | 32.2029 | 11.9224 | 13.5991 | 11.9225 | 13.5993
distribution | 32.2029 | 11.9225 | 13.5993 | 11.9227 | 13.5996
distribution | 33.9347 | 11.9242 | 13.599 | 11.9239 | 13.5992
distribution | 31.4579 | 11.9187 | 13.6004 | 11.9188 | 13.6007
distribution | 31.4579 | 11.9186 | 13.6002 | 11.9187 | 13.6004
distribution | 34.1935 | 11.9254 | 13.6079 | 11.9257 | 13.608
distribution | 29.9079 | 11.9257 | 13.608 | 11.9258 | 13.6077
distribution | 42.3667 | 11.9228 | 13.6022 | 11.9224 | 13.6022
distribution | 29.6152 | 11.923 | 13.6021 | 11.9228 | 13.6022
distribution | 33.469 | 11.9196 | 13.6003 | 11.9198 | 13.6006
distribution | 38.7834 | 11.9198 | 13.6006 | 11.9197 | 13.6009
distribution | 43.5036 | 11.9223 | 13.5928 | 11.9225 | 13.5931
distribution | 25.3228 | 11.9232 | 13.5923 | 11.923 | 13.5924
distribution | 25.3228 | 11.9234 | 13.5922 | 11.9232 | 13.5923
distribution | 33.0891 | 11.9204 | 13.5909 | 11.9207 | 13.5907
distribution | 35.9449 | 11.9201 | 13.591 | 11.9204 | 13.5909
distribution | 31.1326 | 11.9155 | 13.5938 | 11.9155 | 13.5935
distribution | 42.0756 | 11.9247 | 13.6004 | 11.9248 | 13.6001
distribution | 22.0652 | 11.9247 | 13.5999 | 11.9248 | 13.6001
distribution | 35.9355 | 11.9248 | 13.6001 | 11.9251 | 13.5999
distribution | 27.2927 | 11.9238 | 13.6022 | 11.9238 | 13.6019
distribution | 27.2927 | 11.9238 | 13.6019 | 11.9237 | 13.6017
distribution | 24.5707 | 11.9237 | 13.6017 | 11.9235 | 13.6017
distribution | 18.6757 | 11.9254 | 13.5999 | 11.9253 | 13.5997
distribution | 24.2878 | 11.9255 | 13.5996 | 11.9253 | 13.5997
distribution | 26.2755 | 11.9243 | 13.5996 | 11.9246 | 13.5996
distribution | 34.6852 | 11.924 | 13.5995 | 11.9243 | 13.5996
distribution | 18.8812 | 11.9244 | 13.5997 | 11.9243 | 13.5996
distribution | 17.1786 | 11.9231 | 13.5997 | 11.923 | 13.5998
distribution | 29.1205 | 11.9238 | 13.5988 | 11.924 | 13.5986
distribution | 21.7031 | 11.9253 | 13.6001 | 11.9254 | 13.5999
distribution | 29.9494 | 11.9207 | 13.6013 | 11.9205 | 13.6011
distribution | 24.1901 | 11.9203 | 13.6013 | 11.9205 | 13.6011
distribution | 34.1934 | 11.9243 | 13.6075 | 11.9245 | 13.6077
distribution | 33.8478 | 11.9206 | 13.5918 | 11.9203 | 13.5919
distribution | 34.6394 | 11.9208 | 13.5916 | 11.9206 | 13.5918
distribution | 28.4651 | 11.918 | 13.5935 | 11.9183 | 13.5936
distribution | 49.5553 | 11.9225 | 13.5931 | 11.9221 | 13.5934
distribution | 49.5553 | 11.9221 | 13.5934 | 11.9217 | 13.5936
distribution | 49.5553 | 11.9217 | 13.5936 | 11.9213 | 13.5939
distribution | 41.7132 | 11.9227 | 13.6015 | 11.9226 | 13.6012
distribution | 41.7132 | 11.9226 | 13.6012 | 11.9224 | 13.6008
distribution | 33.4929 | 11.9229 | 13.6004 | 11.9227 | 13.6006
distribution | 33.4929 | 11.9227 | 13.6006 | 11.9224 | 13.6008
distribution | 27.1988 | 11.9222 | 13.6007 | 11.922 | 13.6006
distribution | 27.1988 | 11.9224 | 13.6008 | 11.9222 | 13.6007
distribution | 49.1444 | 11.9236 | 13.603 | 11.9235 | 13.6026
distribution | 49.1444 | 11.9238 | 13.6034 | 11.9236 | 13.603
distribution | 49.1444 | 11.9239 | 13.6038 | 11.9238 | 13.6034
distribution | 49.1444 | 11.9241 | 13.6043 | 11.9239 | 13.6038
distribution | 49.1444 | 11.9243 | 13.6047 | 11.9241 | 13.6043
distribution | 49.1444 | 11.9244 | 13.6051 | 11.9243 | 13.6047
distribution | 49.1444 | 11.9246 | 13.6055 | 11.9244 | 13.6051
distribution | 49.1444 | 11.9247 | 13.6059 | 11.9246 | 13.6055
distribution | 44.4371 | 11.9203 | 13.5987 | 11.9207 | 13.5989
distribution | 44.4371 | 11.92 | 13.5985 | 11.9203 | 13.5987
distribution | 44.4371 | 11.9197 | 13.5983 | 11.92 | 13.5985
distribution | 44.4371 | 11.9193 | 13.5981 | 11.9197 | 13.5983
distribution | 44.4371 | 11.919 | 13.5979 | 11.9193 | 13.5981
distribution | 49.1586 | 11.9185 | 13.5977 | 11.919 | 13.5979
distribution | 29.7366 | 11.9201 | 13.6006 | 11.9201 | 13.6003
distribution | 24.3898 | 11.9246 | 13.5996 | 11.9248 | 13.5997
distribution | 24.7585 | 11.9199 | 13.5892 | 11.9201 | 13.5894
distribution | 36.8123 | 11.9227 | 13.5996 | 11.923 | 13.5995
distribution | 25.4735 | 11.9257 | 13.5991 | 11.9255 | 13.5989
distribution | 24.8383 | 11.9248 | 13.5992 | 11.9249 | 13.5993
distribution | 37.2177 | 11.9205 | 13.6028 | 11.9202 | 13.6026
distribution | 37.2177 | 11.9202 | 13.6026 | 11.9199 | 13.6024
distribution | 31.3853 | 11.9209 | 13.6007 | 11.9208 | 13.6005
distribution | 32.6708 | 11.9207 | 13.6008 | 11.9209 | 13.6007
distribution | 25.2555 | 11.9199 | 13.5882 | 11.9199 | 13.5884
distribution | 23.8914 | 11.9197 | 13.5881 | 11.9199 | 13.5882
distribution | 35.0798 | 11.9243 | 13.5987 | 11.9242 | 13.599
distribution | 21.9214 | 11.9245 | 13.5987 | 11.9243 | 13.5987
distribution | 39.0759 | 11.924 | 13.5986 | 11.9243 | 13.5987
distribution | 19.1333 | 11.921 | 13.6003 | 11.9209 | 13.6004
distribution | 45.8407 | 11.9197 | 13.5918 | 11.9193 | 13.5919
distribution | 45.8407 | 11.9193 | 13.5919 | 11.919 | 13.5921
distribution | 45.8407 | 11.919 | 13.5921 | 11.9186 | 13.5923
distribution | 45.8407 | 11.9186 | 13.5923 | 11.9182 | 13.5925
distribution | 45.8407 | 11.9182 | 13.5925 | 11.9179 | 13.5927
distribution | 31.0961 | 11.9183 | 13.5941 | 11.918 | 13.5942
distribution | 25.8686 | 11.9232 | 13.6019 | 11.923 | 13.6021
distribution | 41.0719 | 11.9235 | 13.6017 | 11.9232 | 13.6019
distribution | 26.1089 | 11.9184 | 13.5975 | 11.9185 | 13.5977
distribution | 29.8632 | 11.9207 | 13.5907 | 11.9208 | 13.591
distribution | 38.5602 | 11.9207 | 13.5904 | 11.9207 | 13.5907
distribution | 38.5602 | 11.9208 | 13.59 | 11.9207 | 13.5904
distribution | 24.4794 | 11.925 | 13.5987 | 11.9249 | 13.5985
distribution | 26.4946 | 11.925 | 13.6072 | 11.9252 | 13.6071
distribution | 31.4396 | 11.9247 | 13.6069 | 11.9248 | 13.6066
distribution | 32.7131 | 11.9211 | 13.5915 | 11.9208 | 13.5916
distribution | 25.0845 | 11.915 | 13.5935 | 11.9152 | 13.5935
distribution | 25.0845 | 11.9148 | 13.5936 | 11.915 | 13.5935
distribution | 28.7554 | 11.9199 | 13.5909 | 11.9201 | 13.591
distribution | 24.9009 | 11.923 | 13.5995 | 11.9231 | 13.5997
distribution | 27.8019 | 11.9209 | 13.6033 | 11.921 | 13.603
distribution | 21.2139 | 11.9194 | 13.5884 | 11.9196 | 13.5885
distribution | 31.9519 | 11.9256 | 13.5986 | 11.9255 | 13.5989
distribution | 32.5973 | 11.9201 | 13.6003 | 11.9199 | 13.6001
distribution | 25.9017 | 11.9251 | 13.5999 | 11.9251 | 13.5997
distribution | 38.5442 | 11.9177 | 13.5924 | 11.9179 | 13.5927
distribution | 18.2434 | 11.9208 | 13.6005 | 11.9209 | 13.6004
distribution | 41.5424 | 11.9201 | 13.5887 | 11.9203 | 13.589
distribution | 41.5424 | 11.9199 | 13.5884 | 11.9201 | 13.5887
distribution | 30.3332 | 11.9196 | 13.5885 | 11.9199 | 13.5884
distribution | 24.7491 | 11.9248 | 13.5997 | 11.9247 | 13.5999